## System Info
PVWatts: Hourly PV Performance Data
Requested Location: | edmonton
Location: | EDMONTON, ALBERTA
Lat (deg N): | 53.3
Long (deg W): | 113.58
Elev (m): | 715
DC System Size (kW): | 7.2
Module Type: | Standard
Array Type: | Fixed (open rack)
Array Tilt (deg): | 36
Array Azimuth (deg): | 180
System Losses: | 14
Invert Efficiency: | 96
DC to AC Size Ratio: | 1.1
Average Cost of Electricity Purchased from Utility ($/kWh): | No utility data available
Capacity Factor (%) | 15.0

## solar_system
Month | Day | Hour | Beam Irradiance (W/m^2) | Diffuse Irradiance (W/m^2) | Ambient Temperature (C) | Wind Speed (m/s) | Plane of Array Irradiance (W/m^2) | Cell Temperature (C) | DC Array Output (W) | AC System Output (W) | 750_load | 750_load_W | YEG_Res_Load
1 | 1 | 0 | 0 | 0 | -9.8 | 1.4 | 0 | -9.8 | 0 | 0 | 0.95672 | 956.7153 | 145596.4923
1 | 1 | 1 | 0 | 0 | -6.4 | 3.1 | 0 | -6.4 | 0 | 0 | 0.89706 | 897.0607 | 136518.0348
1 | 1 | 2 | 0 | 0 | -4.1 | 2.2 | 0 | -4.1 | 0 | 0 | 0.86484 | 864.8419 | 131614.8517
1 | 1 | 3 | 0 | 0 | -3.1 | 3.1 | 0 | -3.1 | 0 | 0 | 0.85203 | 852.0271 | 129664.6416
1 | 1 | 4 | 0 | 0 | -3.1 | 0 | 0 | -3.1 | 0 | 0 | 0.85799 | 857.9904 | 130572.1682
1 | 1 | 5 | 0 | 0 | -3.1 | 0 | 0 | -3.1 | 0 | 0 | 0.90496 | 904.9609 | 137720.3161
1 | 1 | 6 | 0 | 0 | -4.4 | 0.8 | 0 | -4.4 | 0 | 0 | 1.0126 | 1012.5836 | 154098.7276
1 | 1 | 7 | 0 | 0 | -3.3 | 1.4 | 0 | -3.3 | 0 | 0 | 1.1418 | 1141.7874 | 173761.4486
1 | 1 | 8 | 0 | 3 | -3.3 | 2.2 | 2.714 | -5.464 | 19.208 | 0 | 1.2049 | 1204.9335 | 183371.2569
1 | 1 | 9 | 0 | 21 | -3.9 | 2.2 | 20.567 | -5.558 | 145.639 | 102.896 | 1.2316 | 1231.6412 | 187435.7286
1 | 1 | 10 | 29 | 58 | -2.2 | 2.8 | 89.997 | -1.832 | 624.725 | 572.493 | 1.2629 | 1262.9317 | 192197.6338
1 | 1 | 11 | 13 | 83 | -2.2 | 2.8 | 100.075 | -1.355 | 695.75 | 642.018 | 1.2858 | 1285.7503 | 195670.2621
1 | 1 | 12 | 37 | 94 | -1.7 | 2.8 | 142.938 | 0.288 | 986.464 | 926.346 | 1.2881 | 1288.116 | 196030.2753
1 | 1 | 13 | 104 | 96 | -1.7 | 2.8 | 212.023 | 2.198 | 1448.838 | 1377.74 | 1.2824 | 1282.3837 | 195157.9134
1 | 1 | 14 | 66 | 74 | -1.1 | 3.6 | 150.849 | 1.19 | 1033.31 | 972.126 | 1.281 | 1280.972 | 194943.0831
1 | 1 | 15 | 39 | 34 | -1.1 | 2.2 | 73.521 | -0.697 | 503.801 | 454.067 | 1.3051 | 1305.0563 | 198608.3112
1 | 1 | 16 | 0 | 7 | -1.1 | 2.2 | 6.332 | -2.873 | 44.341 | 3.466 | 1.4024 | 1402.3869 | 213420.4468
1 | 1 | 17 | 0 | 0 | -1.7 | 2.2 | 0 | -1.7 | 0 | 0 | 1.5381 | 1538.1111 | 234075.4571
1 | 1 | 18 | 0 | 0 | -0.6 | 6.7 | 0 | -0.6 | 0 | 0 | 1.5263 | 1526.3099 | 232279.5083
1 | 1 | 19 | 0 | 0 | -2.8 | 4.4 | 0 | -2.8 | 0 | 0 | 1.4698 | 1469.7578 | 223673.207
1 | 1 | 20 | 0 | 0 | -7.2 | 3.1 | 0 | -7.2 | 0 | 0 | 1.4102 | 1410.1874 | 214607.5575
1 | 1 | 21 | 0 | 0 | -8.9 | 3.1 | 0 | -8.9 | 0 | 0 | 1.3218 | 1321.8279 | 201160.6769
1 | 1 | 22 | 0 | 0 | -10 | 5 | 0 | -10 | 0 | 0 | 1.1929 | 1192.8705 | 181535.4611
1 | 1 | 23 | 0 | 0 | -6.1 | 5.3 | 0 | -6.1 | 0 | 0 | 1.0579 | 1057.9129 | 160997.1122
1 | 2 | 0 | 0 | 0 | -10 | 5 | 0 | -10 | 0 | 0 | 0.95672 | 956.7153 | 145596.4923
1 | 2 | 1 | 0 | 0 | -9.4 | 5.8 | 0 | -9.4 | 0 | 0 | 0.89706 | 897.0607 | 136518.0348
1 | 2 | 2 | 0 | 0 | -11.7 | 3.9 | 0 | -11.7 | 0 | 0 | 0.86484 | 864.8419 | 131614.8517
1 | 2 | 3 | 0 | 0 | -12.2 | 3.6 | 0 | -12.2 | 0 | 0 | 0.85203 | 852.0271 | 129664.6416
1 | 2 | 4 | 0 | 0 | -13.9 | 5.3 | 0 | -13.9 | 0 | 0 | 0.85799 | 857.9904 | 130572.1682
1 | 2 | 5 | 0 | 0 | -11.7 | 5 | 0 | -11.7 | 0 | 0 | 0.90496 | 904.9609 | 137720.3161
1 | 2 | 6 | 0 | 0 | -12.2 | 2.8 | 0 | -12.2 | 0 | 0 | 1.0126 | 1012.5836 | 154098.7276
1 | 2 | 7 | 0 | 0 | -13.3 | 3.6 | 0 | -13.3 | 0 | 0 | 1.1418 | 1141.7874 | 173761.4486
1 | 2 | 8 | 0 | 6 | -12.8 | 3.1 | 5.427 | -14.656 | 39.868 | 0 | 1.2049 | 1204.9335 | 183371.2569
1 | 2 | 9 | 243 | 29 | -13.3 | 4.4 | 172.866 | -11.235 | 1202.153 | 1137.039 | 1.2316 | 1231.6412 | 187435.7286
1 | 2 | 10 | 596 | 41 | -11.1 | 5.3 | 458.439 | -3.547 | 3161.183 | 3040.605 | 1.2629 | 1262.9317 | 192197.6338
1 | 2 | 11 | 668 | 54 | -8.9 | 4.4 | 597.372 | 3.057 | 4046.543 | 3894.937 | 1.2858 | 1285.7503 | 195670.2621
1 | 2 | 12 | 693 | 68 | -7.2 | 5 | 662.038 | 5.339 | 4452.536 | 4285.461 | 1.2881 | 1288.116 | 196030.2753
1 | 2 | 13 | 559 | 79 | -7.2 | 2.8 | 554.531 | 7.018 | 3699.348 | 3560.352 | 1.2824 | 1282.3837 | 195157.9134
1 | 2 | 14 | 216 | 66 | -10 | 3.9 | 249.013 | -4.795 | 1740.313 | 1661.772 | 1.281 | 1280.972 | 194943.0831
1 | 2 | 15 | 171 | 32 | -9.4 | 5 | 162.378 | -7.28 | 1129.311 | 1065.909 | 1.3051 | 1305.0563 | 198608.3112
1 | 2 | 16 | 0 | 9 | -8.3 | 6.7 | 8.141 | -9.219 | 58.513 | 17.38 | 1.4024 | 1402.3869 | 213420.4468
1 | 2 | 17 | 0 | 0 | -7.8 | 5.8 | 0 | -7.8 | 0 | 0 | 1.5381 | 1538.1111 | 234075.4571
1 | 2 | 18 | 0 | 0 | -6.7 | 3.9 | 0 | -6.7 | 0 | 0 | 1.5263 | 1526.3099 | 232279.5083
1 | 2 | 19 | 0 | 0 | -6.7 | 3.9 | 0 | -6.7 | 0 | 0 | 1.4698 | 1469.7578 | 223673.207
1 | 2 | 20 | 0 | 0 | -6.7 | 3.6 | 0 | -6.7 | 0 | 0 | 1.4102 | 1410.1874 | 214607.5575
1 | 2 | 21 | 0 | 0 | -7.8 | 3.6 | 0 | -7.8 | 0 | 0 | 1.3218 | 1321.8279 | 201160.6769
1 | 2 | 22 | 0 | 0 | -8.9 | 3.6 | 0 | -8.9 | 0 | 0 | 1.1929 | 1192.8705 | 181535.4611
1 | 2 | 23 | 0 | 0 | -11.7 | 1.4 | 0 | -11.7 | 0 | 0 | 1.0579 | 1057.9129 | 160997.1122
1 | 3 | 0 | 0 | 0 | -14.4 | 1.4 | 0 | -14.4 | 0 | 0 | 0.95672 | 956.7153 | 145596.4923
1 | 3 | 1 | 0 | 0 | -15.6 | 1.7 | 0 | -15.6 | 0 | 0 | 0.89706 | 897.0607 | 136518.0348
1 | 3 | 2 | 0 | 0 | -17.8 | 2.2 | 0 | -17.8 | 0 | 0 | 0.86484 | 864.8419 | 131614.8517
1 | 3 | 3 | 0 | 0 | -12.8 | 3.1 | 0 | -12.8 | 0 | 0 | 0.85203 | 852.0271 | 129664.6416
1 | 3 | 4 | 0 | 0 | -6.7 | 2.8 | 0 | -6.7 | 0 | 0 | 0.85799 | 857.9904 | 130572.1682
1 | 3 | 5 | 0 | 0 | -2.8 | 4.4 | 0 | -2.8 | 0 | 0 | 0.90496 | 904.9609 | 137720.3161
1 | 3 | 6 | 0 | 0 | -2.2 | 5.3 | 0 | -2.2 | 0 | 0 | 1.0126 | 1012.5836 | 154098.7276
1 | 3 | 7 | 0 | 0 | 0.6 | 6.7 | 0 | 0.6 | 0 | 0 | 1.1418 | 1141.7874 | 173761.4486
1 | 3 | 8 | 0 | 4 | 0.6 | 7.2 | 3.618 | -0.504 | 25.088 | 0 | 1.2049 | 1204.9335 | 183371.2569
1 | 3 | 9 | 69 | 28 | -1.7 | 6.4 | 83.906 | -1.543 | 570.545 | 519.441 | 1.2316 | 1231.6412 | 187435.7286
1 | 3 | 10 | 362 | 63 | -0.6 | 6.4 | 344.171 | 4.081 | 2306.322 | 2212.181 | 1.2629 | 1262.9317 | 192197.6338
1 | 3 | 11 | 652 | 73 | -0.6 | 7.2 | 606.789 | 8.161 | 4022.376 | 3871.667 | 1.2858 | 1285.7503 | 195670.2621
1 | 3 | 12 | 691 | 76 | -1.1 | 6.4 | 669.869 | 9.742 | 4420.431 | 4254.607 | 1.2881 | 1288.116 | 196030.2753
1 | 3 | 13 | 664 | 81 | -1.7 | 4.4 | 636.538 | 11.472 | 4163.818 | 4007.824 | 1.2824 | 1282.3837 | 195157.9134
1 | 3 | 14 | 374 | 113 | -1.1 | 8.6 | 438.492 | 4.549 | 2947.327 | 2833.687 | 1.281 | 1280.972 | 194943.0831
1 | 3 | 15 | 278 | 71 | -2.2 | 11.7 | 292.138 | 0.533 | 1972.237 | 1887.487 | 1.3051 | 1305.0563 | 198608.3112
1 | 3 | 16 | 0 | 19 | -2.8 | 8.9 | 17.186 | -3.354 | 120.595 | 78.319 | 1.4024 | 1402.3869 | 213420.4468
1 | 3 | 17 | 0 | 0 | -3.9 | 7.2 | 0 | -3.9 | 0 | 0 | 1.5381 | 1538.1111 | 234075.4571
1 | 3 | 18 | 0 | 0 | -6.1 | 5.3 | 0 | -6.1 | 0 | 0 | 1.5263 | 1526.3099 | 232279.5083
1 | 3 | 19 | 0 | 0 | -9.4 | 2.8 | 0 | -9.4 | 0 | 0 | 1.4698 | 1469.7578 | 223673.207
1 | 3 | 20 | 0 | 0 | -13.9 | 2.8 | 0 | -13.9 | 0 | 0 | 1.4102 | 1410.1874 | 214607.5575
1 | 3 | 21 | 0 | 0 | -15 | 3.6 | 0 | -15 | 0 | 0 | 1.3218 | 1321.8279 | 201160.6769
1 | 3 | 22 | 0 | 0 | -13.9 | 1.7 | 0 | -13.9 | 0 | 0 | 1.1929 | 1192.8705 | 181535.4611
1 | 3 | 23 | 0 | 0 | -16.1 | 2.2 | 0 | -16.1 | 0 | 0 | 1.0579 | 1057.9129 | 160997.1122
1 | 4 | 0 | 0 | 0 | -16.1 | 1.4 | 0 | -16.1 | 0 | 0 | 0.95672 | 956.7153 | 145596.4923
1 | 4 | 1 | 0 | 0 | -16.7 | 2.2 | 0 | -16.7 | 0 | 0 | 0.89706 | 897.0607 | 136518.0348
1 | 4 | 2 | 0 | 0 | -16.7 | 3.9 | 0 | -16.7 | 0 | 0 | 0.86484 | 864.8419 | 131614.8517
1 | 4 | 3 | 0 | 0 | -17.8 | 1.7 | 0 | -17.8 | 0 | 0 | 0.85203 | 852.0271 | 129664.6416
1 | 4 | 4 | 0 | 0 | -18.9 | 0.8 | 0 | -18.9 | 0 | 0 | 0.85799 | 857.9904 | 130572.1682
1 | 4 | 5 | 0 | 0 | -18.3 | 1.4 | 0 | -18.3 | 0 | 0 | 0.90496 | 904.9609 | 137720.3161
1 | 4 | 6 | 0 | 0 | -15 | 2.8 | 0 | -15 | 0 | 0 | 1.0126 | 1012.5836 | 154098.7276
1 | 4 | 7 | 0 | 0 | -15 | 3.6 | 0 | -15 | 0 | 0 | 1.1418 | 1141.7874 | 173761.4486
1 | 4 | 8 | 0 | 4 | -11.7 | 5.8 | 3.618 | -12.972 | 26.401 | 0 | 1.2049 | 1204.9335 | 183371.2569
1 | 4 | 9 | 22 | 26 | -12.2 | 5 | 42.966 | -12.849 | 308.752 | 262.901 | 1.2316 | 1231.6412 | 187435.7286
1 | 4 | 10 | 29 | 59 | -10.6 | 6.7 | 90.939 | -10.291 | 653.575 | 600.737 | 1.2629 | 1262.9317 | 192197.6338
1 | 4 | 11 | 38 | 86 | -8.3 | 8.1 | 133.033 | -7.369 | 947.068 | 887.839 | 1.2858 | 1285.7503 | 195670.2621
1 | 4 | 12 | 17 | 99 | -8.3 | 6.4 | 122.25 | -7.344 | 871.39 | 813.849 | 1.2881 | 1288.116 | 196030.2753
1 | 4 | 13 | 50 | 89 | -8.3 | 5.3 | 145.318 | -6.789 | 1031.976 | 970.822 | 1.2824 | 1282.3837 | 195157.9134
1 | 4 | 14 | 38 | 69 | -8.3 | 5.3 | 110.233 | -7.422 | 783.535 | 727.917 | 1.281 | 1280.972 | 194943.0831
1 | 4 | 15 | 68 | 38 | -8.9 | 5.8 | 95.464 | -8.391 | 672.65 | 619.408 | 1.3051 | 1305.0563 | 198608.3112
1 | 4 | 16 | 0 | 21 | -8.9 | 5 | 18.995 | -9.872 | 136.892 | 94.313 | 1.4024 | 1402.3869 | 213420.4468
1 | 4 | 17 | 0 | 0 | -11.7 | 3.6 | 0 | -11.7 | 0 | 0 | 1.5381 | 1538.1111 | 234075.4571
1 | 4 | 18 | 0 | 0 | -15.6 | 2.8 | 0 | -15.6 | 0 | 0 | 1.5263 | 1526.3099 | 232279.5083
1 | 4 | 19 | 0 | 0 | -16.7 | 2.8 | 0 | -16.7 | 0 | 0 | 1.4698 | 1469.7578 | 223673.207
1 | 4 | 20 | 0 | 0 | -16.7 | 2.2 | 0 | -16.7 | 0 | 0 | 1.4102 | 1410.1874 | 214607.5575
1 | 4 | 21 | 0 | 0 | -17.8 | 3.6 | 0 | -17.8 | 0 | 0 | 1.3218 | 1321.8279 | 201160.6769
1 | 4 | 22 | 0 | 0 | -18.3 | 2.2 | 0 | -18.3 | 0 | 0 | 1.1929 | 1192.8705 | 181535.4611
1 | 4 | 23 | 0 | 0 | -18.3 | 2.8 | 0 | -18.3 | 0 | 0 | 1.0579 | 1057.9129 | 160997.1122
1 | 5 | 0 | 0 | 0 | -21.1 | 2.2 | 0 | -21.1 | 0 | 0 | 0.95672 | 956.7153 | 145596.4923
1 | 5 | 1 | 0 | 0 | -17.8 | 2.8 | 0 | -17.8 | 0 | 0 | 0.89706 | 897.0607 | 136518.0348
1 | 5 | 2 | 0 | 0 | -20 | 1.4 | 0 | -20 | 0 | 0 | 0.86484 | 864.8419 | 131614.8517
1 | 5 | 3 | 0 | 0 | -21.7 | 2.8 | 0 | -21.7 | 0 | 0 | 0.85203 | 852.0271 | 129664.6416
1 | 5 | 4 | 0 | 0 | -20.6 | 2.2 | 0 | -20.6 | 0 | 0 | 0.85799 | 857.9904 | 130572.1682
1 | 5 | 5 | 0 | 0 | -17.8 | 2.2 | 0 | -17.8 | 0 | 0 | 0.90496 | 904.9609 | 137720.3161
1 | 5 | 6 | 0 | 0 | -18.9 | 4.4 | 0 | -18.9 | 0 | 0 | 1.0126 | 1012.5836 | 154098.7276
1 | 5 | 7 | 0 | 0 | -16.7 | 8.1 | 0 | -16.7 | 0 | 0 | 1.1418 | 1141.7874 | 173761.4486
1 | 5 | 8 | 0 | 14 | -15 | 8.1 | 12.663 | -15.87 | 93.472 | 51.697 | 1.2049 | 1204.9335 | 183371.2569
1 | 5 | 9 | 184 | 47 | -13.9 | 6.7 | 180.337 | -12.152 | 1273.042 | 1206.238 | 1.2316 | 1231.6412 | 187435.7286
1 | 5 | 10 | 380 | 64 | -13.3 | 9.7 | 356.807 | -9.539 | 2529.937 | 2429.214 | 1.2629 | 1262.9317 | 192197.6338
1 | 5 | 11 | 406 | 86 | -11.1 | 11.7 | 443.865 | -6.717 | 3136.955 | 3017.173 | 1.2858 | 1285.7503 | 195670.2621
1 | 5 | 12 | 125 | 102 | -9.4 | 8.9 | 236.829 | -6.838 | 1681.153 | 1604.156 | 1.2881 | 1288.116 | 196030.2753
1 | 5 | 13 | 228 | 91 | -8.3 | 9.7 | 310.237 | -5.089 | 2182.5 | 2091.901 | 1.2824 | 1282.3837 | 195157.9134
1 | 5 | 14 | 434 | 60 | -8.9 | 10.8 | 402.352 | -4.775 | 2806.087 | 2696.91 | 1.281 | 1280.972 | 194943.0831
1 | 5 | 15 | 214 | 36 | -10 | 11.7 | 192.191 | -8.447 | 1342.13 | 1273.656 | 1.3051 | 1305.0563 | 198608.3112
1 | 5 | 16 | 0 | 8 | -9.4 | 10.8 | 7.236 | -10.085 | 52.194 | 11.176 | 1.4024 | 1402.3869 | 213420.4468
1 | 5 | 17 | 0 | 0 | -9.4 | 10.3 | 0 | -9.4 | 0 | 0 | 1.5381 | 1538.1111 | 234075.4571
1 | 5 | 18 | 0 | 0 | -8.9 | 10.3 | 0 | -8.9 | 0 | 0 | 1.5263 | 1526.3099 | 232279.5083
1 | 5 | 19 | 0 | 0 | -8.9 | 8.1 | 0 | -8.9 | 0 | 0 | 1.4698 | 1469.7578 | 223673.207
1 | 5 | 20 | 0 | 0 | -8.3 | 5.8 | 0 | -8.3 | 0 | 0 | 1.4102 | 1410.1874 | 214607.5575
1 | 5 | 21 | 0 | 0 | -9.4 | 2.2 | 0 | -9.4 | 0 | 0 | 1.3218 | 1321.8279 | 201160.6769
1 | 5 | 22 | 0 | 0 | -10 | 2.2 | 0 | -10 | 0 | 0 | 1.1929 | 1192.8705 | 181535.4611
1 | 5 | 23 | 0 | 0 | -11.7 | 1.4 | 0 | -11.7 | 0 | 0 | 1.0579 | 1057.9129 | 160997.1122
1 | 6 | 0 | 0 | 0 | -12.8 | 0 | 0 | -12.8 | 0 | 0 | 0.95672 | 956.7153 | 145596.4923
1 | 6 | 1 | 0 | 0 | -12.2 | 2.2 | 0 | -12.2 | 0 | 0 | 0.89706 | 897.0607 | 136518.0348
1 | 6 | 2 | 0 | 0 | -12.8 | 2.2 | 0 | -12.8 | 0 | 0 | 0.86484 | 864.8419 | 131614.8517
1 | 6 | 3 | 0 | 0 | -12.8 | 2.2 | 0 | -12.8 | 0 | 0 | 0.85203 | 852.0271 | 129664.6416
1 | 6 | 4 | 0 | 0 | -12.8 | 1.4 | 0 | -12.8 | 0 | 0 | 0.85799 | 857.9904 | 130572.1682
1 | 6 | 5 | 0 | 0 | -13.9 | 1.4 | 0 | -13.9 | 0 | 0 | 0.90496 | 904.9609 | 137720.3161
1 | 6 | 6 | 0 | 0 | -15.6 | 2.2 | 0 | -15.6 | 0 | 0 | 1.0126 | 1012.5836 | 154098.7276
1 | 6 | 7 | 0 | 0 | -15.6 | 0.8 | 0 | -15.6 | 0 | 0 | 1.1418 | 1141.7874 | 173761.4486
1 | 6 | 8 | 0 | 5 | -12.8 | 0.6 | 4.523 | -16.059 | 33.408 | 0 | 1.2049 | 1204.9335 | 183371.2569
1 | 6 | 9 | 84 | 26 | -12.2 | 1.7 | 87.106 | -11.981 | 615.483 | 563.444 | 1.2316 | 1231.6412 | 187435.7286
1 | 6 | 10 | 380 | 48 | -12.2 | 1.4 | 336.468 | -3.509 | 2325.492 | 2230.796 | 1.2629 | 1262.9317 | 192197.6338
1 | 6 | 11 | 552 | 99 | -11.7 | 2.2 | 568.658 | 3.181 | 3854.759 | 3710.189 | 1.2858 | 1285.7503 | 195670.2621
1 | 6 | 12 | 551 | 82 | -10.6 | 1.7 | 569.281 | 6.411 | 3813.439 | 3670.362 | 1.2881 | 1288.116 | 196030.2753
1 | 6 | 13 | 171 | 98 | -11.7 | 2.2 | 278.149 | -3.931 | 1949.012 | 1864.896 | 1.2824 | 1282.3837 | 195157.9134
1 | 6 | 14 | 286 | 68 | -12.8 | 1.4 | 313.409 | -3.866 | 2181.924 | 2091.342 | 1.281 | 1280.972 | 194943.0831
1 | 6 | 15 | 46 | 38 | -13.3 | 0.8 | 82.069 | -10.952 | 586.52 | 535.084 | 1.3051 | 1305.0563 | 198608.3112
1 | 6 | 16 | 0 | 6 | -11.7 | 3.1 | 5.427 | -13.327 | 39.658 | 0 | 1.4024 | 1402.3869 | 213420.4468
1 | 6 | 17 | 0 | 0 | -12.8 | 5.8 | 0 | -12.8 | 0 | 0 | 1.5381 | 1538.1111 | 234075.4571
1 | 6 | 18 | 0 | 0 | -13.3 | 5.3 | 0 | -13.3 | 0 | 0 | 1.5263 | 1526.3099 | 232279.5083
1 | 6 | 19 | 0 | 0 | -13.3 | 3.6 | 0 | -13.3 | 0 | 0 | 1.4698 | 1469.7578 | 223673.207
1 | 6 | 20 | 0 | 0 | -13.9 | 3.6 | 0 | -13.9 | 0 | 0 | 1.4102 | 1410.1874 | 214607.5575
1 | 6 | 21 | 0 | 0 | -15 | 3.9 | 0 | -15 | 0 | 0 | 1.3218 | 1321.8279 | 201160.6769
1 | 6 | 22 | 0 | 0 | -16.1 | 3.9 | 0 | -16.1 | 0 | 0 | 1.1929 | 1192.8705 | 181535.4611
1 | 6 | 23 | 0 | 0 | -17.2 | 5.3 | 0 | -17.2 | 0 | 0 | 1.0579 | 1057.9129 | 160997.1122
1 | 7 | 0 | 0 | 0 | -18.9 | 6.7 | 0 | -18.9 | 0 | 0 | 0.95672 | 956.7153 | 145596.4923
1 | 7 | 1 | 0 | 0 | -20 | 5.3 | 0 | -20 | 0 | 0 | 0.89706 | 897.0607 | 136518.0348
1 | 7 | 2 | 0 | 0 | -20.6 | 4.4 | 0 | -20.6 | 0 | 0 | 0.86484 | 864.8419 | 131614.8517
1 | 7 | 3 | 0 | 0 | -21.7 | 4.4 | 0 | -21.7 | 0 | 0 | 0.85203 | 852.0271 | 129664.6416
1 | 7 | 4 | 0 | 0 | -22.2 | 3.6 | 0 | -22.2 | 0 | 0 | 0.85799 | 857.9904 | 130572.1682
1 | 7 | 5 | 0 | 0 | -21.7 | 5 | 0 | -21.7 | 0 | 0 | 0.90496 | 904.9609 | 137720.3161
1 | 7 | 6 | 0 | 0 | -22.2 | 3.9 | 0 | -22.2 | 0 | 0 | 1.0126 | 1012.5836 | 154098.7276
1 | 7 | 7 | 0 | 0 | -22.2 | 4.4 | 0 | -22.2 | 0 | 0 | 1.1418 | 1141.7874 | 173761.4486
1 | 7 | 8 | 0 | 4 | -22.8 | 3.6 | 3.618 | -24.513 | 27.616 | 0 | 1.2049 | 1204.9335 | 183371.2569
1 | 7 | 9 | 6 | 24 | -22.8 | 2.8 | 27.561 | -24.123 | 208.74 | 164.81 | 1.2316 | 1231.6412 | 187435.7286
1 | 7 | 10 | 51 | 62 | -22.8 | 2.8 | 109.217 | -21.826 | 819.766 | 763.36 | 1.2629 | 1262.9317 | 192197.6338
1 | 7 | 11 | 146 | 96 | -22.2 | 2.2 | 241.381 | -17.001 | 1781.841 | 1702.208 | 1.2858 | 1285.7503 | 195670.2621
1 | 7 | 12 | 437 | 97 | -22.2 | 3.1 | 500.722 | -10.578 | 3602.486 | 3466.906 | 1.2881 | 1288.116 | 196030.2753
1 | 7 | 13 | 642 | 84 | -22.8 | 3.6 | 627.93 | -8.356 | 4469.533 | 4301.794 | 1.2824 | 1282.3837 | 195157.9134
1 | 7 | 14 | 612 | 75 | -22.8 | 4.4 | 536.903 | -11.731 | 3850.494 | 3706.079 | 1.281 | 1280.972 | 194943.0831
1 | 7 | 15 | 360 | 56 | -23.9 | 3.1 | 300.129 | -16.433 | 2160.796 | 2070.811 | 1.3051 | 1305.0563 | 198608.3112
1 | 7 | 16 | 0 | 13 | -25 | 2.8 | 11.759 | -25.713 | 90.164 | 48.45 | 1.4024 | 1402.3869 | 213420.4468
1 | 7 | 17 | 0 | 0 | -25.6 | 3.6 | 0 | -25.6 | 0 | 0 | 1.5381 | 1538.1111 | 234075.4571
1 | 7 | 18 | 0 | 0 | -25 | 5.8 | 0 | -25 | 0 | 0 | 1.5263 | 1526.3099 | 232279.5083
1 | 7 | 19 | 0 | 0 | -23.9 | 6.7 | 0 | -23.9 | 0 | 0 | 1.4698 | 1469.7578 | 223673.207
1 | 7 | 20 | 0 | 0 | -24.4 | 8.1 | 0 | -24.4 | 0 | 0 | 1.4102 | 1410.1874 | 214607.5575
1 | 7 | 21 | 0 | 0 | -25.6 | 5.3 | 0 | -25.6 | 0 | 0 | 1.3218 | 1321.8279 | 201160.6769
1 | 7 | 22 | 0 | 0 | -25 | 5 | 0 | -25 | 0 | 0 | 1.1929 | 1192.8705 | 181535.4611
1 | 7 | 23 | 0 | 0 | -23.9 | 8.1 | 0 | -23.9 | 0 | 0 | 1.0579 | 1057.9129 | 160997.1122
1 | 8 | 0 | 0 | 0 | -24.4 | 7.5 | 0 | -24.4 | 0 | 0 | 0.95672 | 956.7153 | 145596.4923
1 | 8 | 1 | 0 | 0 | -23.3 | 7.2 | 0 | -23.3 | 0 | 0 | 0.89706 | 897.0607 | 136518.0348
1 | 8 | 2 | 0 | 0 | -22.8 | 6.4 | 0 | -22.8 | 0 | 0 | 0.86484 | 864.8419 | 131614.8517
1 | 8 | 3 | 0 | 0 | -22.2 | 7.5 | 0 | -22.2 | 0 | 0 | 0.85203 | 852.0271 | 129664.6416
1 | 8 | 4 | 0 | 0 | -22.2 | 8.1 | 0 | -22.2 | 0 | 0 | 0.85799 | 857.9904 | 130572.1682
1 | 8 | 5 | 0 | 0 | -21.1 | 6.7 | 0 | -21.1 | 0 | 0 | 0.90496 | 904.9609 | 137720.3161
1 | 8 | 6 | 0 | 0 | -20.6 | 6.4 | 0 | -20.6 | 0 | 0 | 1.0126 | 1012.5836 | 154098.7276
1 | 8 | 7 | 0 | 0 | -20.6 | 6.4 | 0 | -20.6 | 0 | 0 | 1.1418 | 1141.7874 | 173761.4486
1 | 8 | 8 | 0 | 2 | -20 | 5.3 | 1.809 | -21.362 | 13.642 | 0 | 1.2049 | 1204.9335 | 183371.2569
1 | 8 | 9 | 0 | 18 | -20 | 6.7 | 16.334 | -20.933 | 122.973 | 80.653 | 1.2316 | 1231.6412 | 187435.7286
1 | 8 | 10 | 18 | 59 | -20 | 3.9 | 82.377 | -19.813 | 615.648 | 563.605 | 1.2629 | 1262.9317 | 192197.6338
1 | 8 | 11 | 44 | 85 | -19.4 | 2.8 | 134.164 | -17.604 | 994.74 | 934.435 | 1.2858 | 1285.7503 | 195670.2621
1 | 8 | 12 | 38 | 99 | -19.4 | 3.9 | 149.09 | -17.413 | 1105.734 | 1042.881 | 1.2881 | 1288.116 | 196030.2753
1 | 8 | 13 | 97 | 102 | -19.4 | 5.8 | 214.184 | -16.683 | 1581.711 | 1507.27 | 1.2824 | 1282.3837 | 195157.9134
1 | 8 | 14 | 250 | 69 | -20 | 5.8 | 291.005 | -15.813 | 2127.917 | 2038.857 | 1.281 | 1280.972 | 194943.0831
1 | 8 | 15 | 143 | 38 | -20 | 5.3 | 144.241 | -18.223 | 1051.04 | 989.45 | 1.3051 | 1305.0563 | 198608.3112
1 | 8 | 16 | 0 | 13 | -20 | 6.4 | 11.759 | -20.871 | 88.507 | 46.823 | 1.4024 | 1402.3869 | 213420.4468
1 | 8 | 17 | 0 | 0 | -21.7 | 7.2 | 0 | -21.7 | 0 | 0 | 1.5381 | 1538.1111 | 234075.4571
1 | 8 | 18 | 0 | 0 | -21.7 | 8.9 | 0 | -21.7 | 0 | 0 | 1.5263 | 1526.3099 | 232279.5083
1 | 8 | 19 | 0 | 0 | -23.3 | 8.9 | 0 | -23.3 | 0 | 0 | 1.4698 | 1469.7578 | 223673.207
1 | 8 | 20 | 0 | 0 | -23.9 | 8.1 | 0 | -23.9 | 0 | 0 | 1.4102 | 1410.1874 | 214607.5575
1 | 8 | 21 | 0 | 0 | -24.4 | 8.9 | 0 | -24.4 | 0 | 0 | 1.3218 | 1321.8279 | 201160.6769
1 | 8 | 22 | 0 | 0 | -24.4 | 9.4 | 0 | -24.4 | 0 | 0 | 1.1929 | 1192.8705 | 181535.4611
1 | 8 | 23 | 0 | 0 | -25 | 9.4 | 0 | -25 | 0 | 0 | 1.0579 | 1057.9129 | 160997.1122
1 | 9 | 0 | 0 | 0 | -25.6 | 8.6 | 0 | -25.6 | 0 | 0 | 0.95672 | 956.7153 | 145596.4923
1 | 9 | 1 | 0 | 0 | -25.6 | 8.6 | 0 | -25.6 | 0 | 0 | 0.89706 | 897.0607 | 136518.0348
1 | 9 | 2 | 0 | 0 | -26.1 | 8.6 | 0 | -26.1 | 0 | 0 | 0.86484 | 864.8419 | 131614.8517
1 | 9 | 3 | 0 | 0 | -26.7 | 8.1 | 0 | -26.7 | 0 | 0 | 0.85203 | 852.0271 | 129664.6416
1 | 9 | 4 | 0 | 0 | -27.2 | 9.4 | 0 | -27.2 | 0 | 0 | 0.85799 | 857.9904 | 130572.1682
1 | 9 | 5 | 0 | 0 | -27.8 | 8.9 | 0 | -27.8 | 0 | 0 | 0.90496 | 904.9609 | 137720.3161
1 | 9 | 6 | 0 | 0 | -28.3 | 7.5 | 0 | -28.3 | 0 | 0 | 1.0126 | 1012.5836 | 154098.7276
1 | 9 | 7 | 0 | 0 | -29.4 | 6.4 | 0 | -29.4 | 0 | 0 | 1.1418 | 1141.7874 | 173761.4486
1 | 9 | 8 | 0 | 7 | -30.6 | 5.3 | 6.332 | -31.801 | 49.671 | 8.699 | 1.2049 | 1204.9335 | 183371.2569
1 | 9 | 9 | 107 | 26 | -30.6 | 5.3 | 98.254 | -30.075 | 741.77 | 687.055 | 1.2316 | 1231.6412 | 187435.7286
1 | 9 | 10 | 45 | 81 | -30 | 5.3 | 141.084 | -28.529 | 1088.566 | 1026.111 | 1.2629 | 1262.9317 | 192197.6338
1 | 9 | 11 | 563 | 88 | -29.4 | 5.3 | 556.778 | -20.007 | 4146.704 | 3991.354 | 1.2858 | 1285.7503 | 195670.2621
1 | 9 | 12 | 701 | 82 | -28.9 | 5.3 | 689.964 | -16.349 | 5076.211 | 4883.854 | 1.2881 | 1288.116 | 196030.2753
1 | 9 | 13 | 691 | 76 | -28.9 | 5 | 661.188 | -16.193 | 4856.338 | 4673.104 | 1.2824 | 1282.3837 | 195157.9134
1 | 9 | 14 | 605 | 58 | -28.9 | 5 | 522.272 | -18.964 | 3854.706 | 3710.138 | 1.281 | 1280.972 | 194943.0831
1 | 9 | 15 | 302 | 36 | -28.9 | 5.3 | 242.231 | -24.871 | 1801.042 | 1720.9 | 1.3051 | 1305.0563 | 198608.3112
1 | 9 | 16 | 0 | 15 | -28.9 | 8.1 | 13.568 | -29.503 | 105.531 | 63.534 | 1.4024 | 1402.3869 | 213420.4468
1 | 9 | 17 | 0 | 0 | -28.9 | 6.4 | 0 | -28.9 | 0 | 0 | 1.5381 | 1538.1111 | 234075.4571
1 | 9 | 18 | 0 | 0 | -28.9 | 5.3 | 0 | -28.9 | 0 | 0 | 1.5263 | 1526.3099 | 232279.5083
1 | 9 | 19 | 0 | 0 | -28.3 | 5.8 | 0 | -28.3 | 0 | 0 | 1.4698 | 1469.7578 | 223673.207
1 | 9 | 20 | 0 | 0 | -28.3 | 6.4 | 0 | -28.3 | 0 | 0 | 1.4102 | 1410.1874 | 214607.5575
1 | 9 | 21 | 0 | 0 | -28.3 | 6.4 | 0 | -28.3 | 0 | 0 | 1.3218 | 1321.8279 | 201160.6769
1 | 9 | 22 | 0 | 0 | -28.9 | 5.8 | 0 | -28.9 | 0 | 0 | 1.1929 | 1192.8705 | 181535.4611
1 | 9 | 23 | 0 | 0 | -29.4 | 5.3 | 0 | -29.4 | 0 | 0 | 1.0579 | 1057.9129 | 160997.1122
1 | 10 | 0 | 0 | 0 | -30.6 | 3.6 | 0 | -30.6 | 0 | 0 | 0.95672 | 956.7153 | 145596.4923
1 | 10 | 1 | 0 | 0 | -31.7 | 3.9 | 0 | -31.7 | 0 | 0 | 0.89706 | 897.0607 | 136518.0348
1 | 10 | 2 | 0 | 0 | -31.7 | 3.6 | 0 | -31.7 | 0 | 0 | 0.86484 | 864.8419 | 131614.8517
1 | 10 | 3 | 0 | 0 | -32.8 | 3.9 | 0 | -32.8 | 0 | 0 | 0.85203 | 852.0271 | 129664.6416
1 | 10 | 4 | 0 | 0 | -32.8 | 2.8 | 0 | -32.8 | 0 | 0 | 0.85799 | 857.9904 | 130572.1682
1 | 10 | 5 | 0 | 0 | -33.3 | 3.1 | 0 | -33.3 | 0 | 0 | 0.90496 | 904.9609 | 137720.3161
1 | 10 | 6 | 0 | 0 | -35 | 3.1 | 0 | -35 | 0 | 0 | 1.0126 | 1012.5836 | 154098.7276
1 | 10 | 7 | 0 | 0 | -34.4 | 4.4 | 0 | -34.4 | 0 | 0 | 1.1418 | 1141.7874 | 173761.4486
1 | 10 | 8 | 0 | 8 | -33.3 | 4.4 | 7.236 | -34.616 | 57.36 | 16.248 | 1.2049 | 1204.9335 | 183371.2569
1 | 10 | 9 | 207 | 33 | -32.2 | 3.9 | 168.325 | -29.974 | 1264.975 | 1198.365 | 1.2316 | 1231.6412 | 187435.7286
1 | 10 | 10 | 482 | 43 | -30.6 | 5.8 | 396.55 | -24.562 | 2976.821 | 2862.236 | 1.2629 | 1262.9317 | 192197.6338
1 | 10 | 11 | 613 | 49 | -28.9 | 6.4 | 547.652 | -20.445 | 4082.756 | 3929.802 | 1.2858 | 1285.7503 | 195670.2621
1 | 10 | 12 | 657 | 71 | -28.3 | 7.2 | 644.799 | -18.845 | 4790.781 | 4610.223 | 1.2881 | 1288.116 | 196030.2753
1 | 10 | 13 | 575 | 58 | -27.8 | 5.8 | 552.277 | -18.334 | 4091.112 | 3937.846 | 1.2824 | 1282.3837 | 195157.9134
1 | 10 | 14 | 338 | 79 | -27.2 | 6.7 | 365.898 | -21.796 | 2737.546 | 2630.501 | 1.281 | 1280.972 | 194943.0831
1 | 10 | 15 | 257 | 79 | -27.2 | 6.7 | 288.412 | -23.265 | 2148.803 | 2059.155 | 1.3051 | 1305.0563 | 198608.3112
1 | 10 | 16 | 0 | 24 | -27.2 | 5.8 | 21.708 | -27.705 | 167.714 | 124.558 | 1.4024 | 1402.3869 | 213420.4468
1 | 10 | 17 | 0 | 0 | -27.8 | 4.4 | 0 | -27.8 | 0 | 0 | 1.5381 | 1538.1111 | 234075.4571
1 | 10 | 18 | 0 | 0 | -26.1 | 8.1 | 0 | -26.1 | 0 | 0 | 1.5263 | 1526.3099 | 232279.5083
1 | 10 | 19 | 0 | 0 | -27.2 | 7.2 | 0 | -27.2 | 0 | 0 | 1.4698 | 1469.7578 | 223673.207
1 | 10 | 20 | 0 | 0 | -26.7 | 7.2 | 0 | -26.7 | 0 | 0 | 1.4102 | 1410.1874 | 214607.5575
1 | 10 | 21 | 0 | 0 | -26.7 | 8.1 | 0 | -26.7 | 0 | 0 | 1.3218 | 1321.8279 | 201160.6769
1 | 10 | 22 | 0 | 0 | -27.2 | 6.4 | 0 | -27.2 | 0 | 0 | 1.1929 | 1192.8705 | 181535.4611
1 | 10 | 23 | 0 | 0 | -27.2 | 7.2 | 0 | -27.2 | 0 | 0 | 1.0579 | 1057.9129 | 160997.1122
1 | 11 | 0 | 0 | 0 | -26.1 | 7.5 | 0 | -26.1 | 0 | 0 | 0.95672 | 956.7153 | 145596.4923
1 | 11 | 1 | 0 | 0 | -26.7 | 7.2 | 0 | -26.7 | 0 | 0 | 0.89706 | 897.0607 | 136518.0348
1 | 11 | 2 | 0 | 0 | -26.7 | 8.1 | 0 | -26.7 | 0 | 0 | 0.86484 | 864.8419 | 131614.8517
1 | 11 | 3 | 0 | 0 | -26.7 | 7.5 | 0 | -26.7 | 0 | 0 | 0.85203 | 852.0271 | 129664.6416
1 | 11 | 4 | 0 | 0 | -26.7 | 7.2 | 0 | -26.7 | 0 | 0 | 0.85799 | 857.9904 | 130572.1682
1 | 11 | 5 | 0 | 0 | -26.7 | 6.4 | 0 | -26.7 | 0 | 0 | 0.90496 | 904.9609 | 137720.3161
1 | 11 | 6 | 0 | 0 | -27.2 | 7.2 | 0 | -27.2 | 0 | 0 | 1.0126 | 1012.5836 | 154098.7276
1 | 11 | 7 | 0 | 0 | -27.8 | 7.2 | 0 | -27.8 | 0 | 0 | 1.1418 | 1141.7874 | 173761.4486
1 | 11 | 8 | 0 | 7 | -27.8 | 5.8 | 6.332 | -28.936 | 49.143 | 8.181 | 1.2049 | 1204.9335 | 183371.2569
1 | 11 | 9 | 333 | 34 | -27.8 | 3.1 | 223.404 | -23.893 | 1627.997 | 1552.372 | 1.2316 | 1231.6412 | 187435.7286
1 | 11 | 10 | 421 | 89 | -27.8 | 2.2 | 413.985 | -17.071 | 3027.506 | 2911.289 | 1.2629 | 1262.9317 | 192197.6338
1 | 11 | 11 | 676 | 78 | -26.1 | 4.4 | 635.192 | -13.359 | 4607.536 | 4434.35 | 1.2858 | 1285.7503 | 195670.2621
1 | 11 | 12 | 723 | 85 | -25.6 | 2.2 | 712.877 | -5.113 | 5013.64 | 4823.902 | 1.2881 | 1288.116 | 196030.2753
1 | 11 | 13 | 694 | 89 | -24.4 | 2.2 | 678.573 | -4.625 | 4758.563 | 4579.312 | 1.2824 | 1282.3837 | 195157.9134
1 | 11 | 14 | 594 | 88 | -25 | 1.7 | 538.997 | -7.677 | 3806.826 | 3663.988 | 1.281 | 1280.972 | 194943.0831
1 | 11 | 15 | 353 | 72 | -26.1 | 4.4 | 316.49 | -19.864 | 2316.454 | 2222.02 | 1.3051 | 1305.0563 | 198608.3112
1 | 11 | 16 | 0 | 22 | -30 | 2.8 | 19.899 | -30.376 | 155.285 | 112.362 | 1.4024 | 1402.3869 | 213420.4468
1 | 11 | 17 | 0 | 0 | -30 | 3.1 | 0 | -30 | 0 | 0 | 1.5381 | 1538.1111 | 234075.4571
1 | 11 | 18 | 0 | 0 | -27.8 | 5.8 | 0 | -27.8 | 0 | 0 | 1.5263 | 1526.3099 | 232279.5083
1 | 11 | 19 | 0 | 0 | -26.7 | 6.4 | 0 | -26.7 | 0 | 0 | 1.4698 | 1469.7578 | 223673.207
1 | 11 | 20 | 0 | 0 | -24.4 | 7.2 | 0 | -24.4 | 0 | 0 | 1.4102 | 1410.1874 | 214607.5575
1 | 11 | 21 | 0 | 0 | -23.3 | 8.9 | 0 | -23.3 | 0 | 0 | 1.3218 | 1321.8279 | 201160.6769
1 | 11 | 22 | 0 | 0 | -22.8 | 8.9 | 0 | -22.8 | 0 | 0 | 1.1929 | 1192.8705 | 181535.4611
1 | 11 | 23 | 0 | 0 | -22.2 | 10.3 | 0 | -22.2 | 0 | 0 | 1.0579 | 1057.9129 | 160997.1122
1 | 12 | 0 | 0 | 0 | -21.1 | 10.3 | 0 | -21.1 | 0 | 0 | 0.95672 | 956.7153 | 145596.4923
1 | 12 | 1 | 0 | 0 | -21.1 | 10.3 | 0 | -21.1 | 0 | 0 | 0.89706 | 897.0607 | 136518.0348
1 | 12 | 2 | 0 | 0 | -20 | 10.8 | 0 | -20 | 0 | 0 | 0.86484 | 864.8419 | 131614.8517
1 | 12 | 3 | 0 | 0 | -19.4 | 11.9 | 0 | -19.4 | 0 | 0 | 0.85203 | 852.0271 | 129664.6416
1 | 12 | 4 | 0 | 0 | -18.9 | 9.7 | 0 | -18.9 | 0 | 0 | 0.85799 | 857.9904 | 130572.1682
1 | 12 | 5 | 0 | 0 | -18.3 | 9.4 | 0 | -18.3 | 0 | 0 | 0.90496 | 904.9609 | 137720.3161
1 | 12 | 6 | 0 | 0 | -17.8 | 10.3 | 0 | -17.8 | 0 | 0 | 1.0126 | 1012.5836 | 154098.7276
1 | 12 | 7 | 0 | 0 | -17.8 | 8.9 | 0 | -17.8 | 0 | 0 | 1.1418 | 1141.7874 | 173761.4486
1 | 12 | 8 | 0 | 3 | -17.2 | 6.4 | 2.714 | -18.385 | 20.228 | 0 | 1.2049 | 1204.9335 | 183371.2569
1 | 12 | 9 | 0 | 19 | -16.7 | 7.2 | 17.241 | -17.585 | 128.126 | 85.71 | 1.2316 | 1231.6412 | 187435.7286
1 | 12 | 10 | 0 | 41 | -16.7 | 4.4 | 37.839 | -17.48 | 281.076 | 235.761 | 1.2629 | 1262.9317 | 192197.6338
1 | 12 | 11 | 0 | 63 | -16.1 | 2.8 | 60.647 | -16.446 | 448.681 | 400.063 | 1.2858 | 1285.7503 | 195670.2621
1 | 12 | 12 | 74 | 106 | -15 | 4.4 | 186.749 | -12.524 | 1357.665 | 1288.812 | 1.2881 | 1288.116 | 196030.2753
1 | 12 | 13 | 414 | 99 | -13.9 | 1.7 | 480.045 | -0.927 | 3318.369 | 3192.553 | 1.2824 | 1282.3837 | 195157.9134
1 | 12 | 14 | 606 | 73 | -12.8 | 0 | 541.591 | 11.026 | 3533.684 | 3400.503 | 1.281 | 1280.972 | 194943.0831
1 | 12 | 15 | 375 | 63 | -17.2 | 0.8 | 320.442 | -4.546 | 2203.969 | 2112.762 | 1.3051 | 1305.0563 | 198608.3112
1 | 12 | 16 | 1 | 28 | -17.8 | 2.2 | 25.748 | -18.055 | 191.418 | 147.816 | 1.4024 | 1402.3869 | 213420.4468
1 | 12 | 17 | 0 | 0 | -16.1 | 5.3 | 0 | -16.1 | 0 | 0 | 1.5381 | 1538.1111 | 234075.4571
1 | 12 | 18 | 0 | 0 | -14.4 | 5 | 0 | -14.4 | 0 | 0 | 1.5263 | 1526.3099 | 232279.5083
1 | 12 | 19 | 0 | 0 | -14.4 | 4.4 | 0 | -14.4 | 0 | 0 | 1.4698 | 1469.7578 | 223673.207
1 | 12 | 20 | 0 | 0 | -12.2 | 3.1 | 0 | -12.2 | 0 | 0 | 1.4102 | 1410.1874 | 214607.5575
1 | 12 | 21 | 0 | 0 | -5 | 7.2 | 0 | -5 | 0 | 0 | 1.3218 | 1321.8279 | 201160.6769
1 | 12 | 22 | 0 | 0 | -5 | 6.7 | 0 | -5 | 0 | 0 | 1.1929 | 1192.8705 | 181535.4611
1 | 12 | 23 | 0 | 0 | -6.1 | 7.5 | 0 | -6.1 | 0 | 0 | 1.0579 | 1057.9129 | 160997.1122
1 | 13 | 0 | 0 | 0 | -5.6 | 2.8 | 0 | -5.6 | 0 | 0 | 0.95672 | 956.7153 | 145596.4923
1 | 13 | 1 | 0 | 0 | -5 | 1.4 | 0 | -5 | 0 | 0 | 0.89706 | 897.0607 | 136518.0348
1 | 13 | 2 | 0 | 0 | -6.7 | 0 | 0 | -6.7 | 0 | 0 | 0.86484 | 864.8419 | 131614.8517
1 | 13 | 3 | 0 | 0 | -5.6 | 0.8 | 0 | -5.6 | 0 | 0 | 0.85203 | 852.0271 | 129664.6416
1 | 13 | 4 | 0 | 0 | -6.1 | 1.4 | 0 | -6.1 | 0 | 0 | 0.85799 | 857.9904 | 130572.1682
1 | 13 | 5 | 0 | 0 | -8.9 | 3.1 | 0 | -8.9 | 0 | 0 | 0.90496 | 904.9609 | 137720.3161
1 | 13 | 6 | 0 | 0 | -7.8 | 2.8 | 0 | -7.8 | 0 | 0 | 1.0126 | 1012.5836 | 154098.7276
1 | 13 | 7 | 0 | 0 | -9.4 | 2.8 | 0 | -9.4 | 0 | 0 | 1.1418 | 1141.7874 | 173761.4486
1 | 13 | 8 | 0 | 9 | -12.8 | 2.2 | 8.141 | -14.763 | 59.827 | 18.669 | 1.2049 | 1204.9335 | 183371.2569
1 | 13 | 9 | 251 | 26 | -11.7 | 3.9 | 181.698 | -9.292 | 1254.434 | 1188.076 | 1.2316 | 1231.6412 | 187435.7286
1 | 13 | 10 | 61 | 71 | -11.7 | 1.7 | 128.491 | -9.37 | 918.191 | 859.609 | 1.2629 | 1262.9317 | 192197.6338
1 | 13 | 11 | 119 | 101 | -6.7 | 2.8 | 226.942 | -2.429 | 1580.663 | 1506.249 | 1.2858 | 1285.7503 | 195670.2621
1 | 13 | 12 | 497 | 84 | -3.3 | 3.9 | 533.599 | 7.577 | 3558.669 | 3424.619 | 1.2881 | 1288.116 | 196030.2753
1 | 13 | 13 | 520 | 66 | -2.8 | 3.6 | 523.67 | 9.028 | 3466.737 | 3335.87 | 1.2824 | 1282.3837 | 195157.9134
1 | 13 | 14 | 524 | 62 | -5 | 3.9 | 476.53 | 5.269 | 3189.303 | 3067.796 | 1.281 | 1280.972 | 194943.0831
1 | 13 | 15 | 398 | 52 | -4.4 | 3.1 | 310.581 | 2.762 | 2067.445 | 1980.072 | 1.3051 | 1305.0563 | 198608.3112
1 | 13 | 16 | 0 | 22 | -7.2 | 3.6 | 19.899 | -7.789 | 142.204 | 99.526 | 1.4024 | 1402.3869 | 213420.4468
1 | 13 | 17 | 0 | 0 | -6.7 | 1.4 | 0 | -6.7 | 0 | 0 | 1.5381 | 1538.1111 | 234075.4571
1 | 13 | 18 | 0 | 0 | -6.7 | 2.2 | 0 | -6.7 | 0 | 0 | 1.5263 | 1526.3099 | 232279.5083
1 | 13 | 19 | 0 | 0 | -5 | 3.1 | 0 | -5 | 0 | 0 | 1.4698 | 1469.7578 | 223673.207
1 | 13 | 20 | 0 | 0 | -3.9 | 3.9 | 0 | -3.9 | 0 | 0 | 1.4102 | 1410.1874 | 214607.5575
1 | 13 | 21 | 0 | 0 | -2.2 | 5.8 | 0 | -2.2 | 0 | 0 | 1.3218 | 1321.8279 | 201160.6769
1 | 13 | 22 | 0 | 0 | -1.1 | 5.8 | 0 | -1.1 | 0 | 0 | 1.1929 | 1192.8705 | 181535.4611
1 | 13 | 23 | 0 | 0 | -3.3 | 5 | 0 | -3.3 | 0 | 0 | 1.0579 | 1057.9129 | 160997.1122
1 | 14 | 0 | 0 | 0 | -3.9 | 3.9 | 0 | -3.9 | 0 | 0 | 0.95672 | 956.7153 | 145596.4923
1 | 14 | 1 | 0 | 0 | -3.3 | 3.9 | 0 | -3.3 | 0 | 0 | 0.89706 | 897.0607 | 136518.0348
1 | 14 | 2 | 0 | 0 | -3.3 | 4.4 | 0 | -3.3 | 0 | 0 | 0.86484 | 864.8419 | 131614.8517
1 | 14 | 3 | 0 | 0 | -5 | 4.4 | 0 | -5 | 0 | 0 | 0.85203 | 852.0271 | 129664.6416
1 | 14 | 4 | 0 | 0 | -8.3 | 4.4 | 0 | -8.3 | 0 | 0 | 0.85799 | 857.9904 | 130572.1682
1 | 14 | 5 | 0 | 0 | -10 | 2.8 | 0 | -10 | 0 | 0 | 0.90496 | 904.9609 | 137720.3161
1 | 14 | 6 | 0 | 0 | -7.2 | 2.8 | 0 | -7.2 | 0 | 0 | 1.0126 | 1012.5836 | 154098.7276
1 | 14 | 7 | 0 | 0 | -7.2 | 4.4 | 0 | -7.2 | 0 | 0 | 1.1418 | 1141.7874 | 173761.4486
1 | 14 | 8 | 0 | 6 | -9.4 | 1.7 | 5.427 | -11.649 | 39.393 | 0 | 1.2049 | 1204.9335 | 183371.2569
1 | 14 | 9 | 121 | 29 | -6.1 | 5.3 | 111.119 | -5.422 | 761.811 | 706.664 | 1.2316 | 1231.6412 | 187435.7286
1 | 14 | 10 | 61 | 70 | -3.9 | 5.3 | 125.998 | -2.77 | 876.25 | 818.601 | 1.2629 | 1262.9317 | 192197.6338
1 | 14 | 11 | 39 | 94 | -3.9 | 6.7 | 142.054 | -2.65 | 992.048 | 931.804 | 1.2858 | 1285.7503 | 195670.2621
1 | 14 | 12 | 127 | 117 | -3.9 | 5.3 | 259.512 | -0.176 | 1792.897 | 1712.971 | 1.2881 | 1288.116 | 196030.2753
1 | 14 | 13 | 86 | 113 | -4.4 | 3.1 | 207.584 | -0.404 | 1435.573 | 1364.804 | 1.2824 | 1282.3837 | 195157.9134
1 | 14 | 14 | 54 | 86 | -6.1 | 3.6 | 143.98 | -3.986 | 1009.294 | 948.658 | 1.281 | 1280.972 | 194943.0831
1 | 14 | 15 | 22 | 46 | -4.4 | 3.6 | 68.398 | -4.254 | 478.564 | 429.342 | 1.3051 | 1305.0563 | 198608.3112
1 | 14 | 16 | 26 | 33 | -7.2 | 2.2 | 40.812 | -8.049 | 285.083 | 239.691 | 1.4024 | 1402.3869 | 213420.4468
1 | 14 | 17 | 0 | 0 | -9.4 | 2.8 | 0 | -9.4 | 0 | 0 | 1.5381 | 1538.1111 | 234075.4571
1 | 14 | 18 | 0 | 0 | -13.9 | 2.2 | 0 | -13.9 | 0 | 0 | 1.5263 | 1526.3099 | 232279.5083
1 | 14 | 19 | 0 | 0 | -13.9 | 1.7 | 0 | -13.9 | 0 | 0 | 1.4698 | 1469.7578 | 223673.207
1 | 14 | 20 | 0 | 0 | -12.8 | 0.8 | 0 | -12.8 | 0 | 0 | 1.4102 | 1410.1874 | 214607.5575
1 | 14 | 21 | 0 | 0 | -13.3 | 0 | 0 | -13.3 | 0 | 0 | 1.3218 | 1321.8279 | 201160.6769
1 | 14 | 22 | 0 | 0 | -13.9 | 4.4 | 0 | -13.9 | 0 | 0 | 1.1929 | 1192.8705 | 181535.4611
1 | 14 | 23 | 0 | 0 | -12.2 | 5.3 | 0 | -12.2 | 0 | 0 | 1.0579 | 1057.9129 | 160997.1122
1 | 15 | 0 | 0 | 0 | -9.4 | 5.3 | 0 | -9.4 | 0 | 0 | 0.95672 | 956.7153 | 145596.4923
1 | 15 | 1 | 0 | 0 | -7.8 | 5.8 | 0 | -7.8 | 0 | 0 | 0.89706 | 897.0607 | 136518.0348
1 | 15 | 2 | 0 | 0 | -9.4 | 3.6 | 0 | -9.4 | 0 | 0 | 0.86484 | 864.8419 | 131614.8517
1 | 15 | 3 | 0 | 0 | -9.4 | 3.6 | 0 | -9.4 | 0 | 0 | 0.85203 | 852.0271 | 129664.6416
1 | 15 | 4 | 0 | 0 | -10.6 | 3.6 | 0 | -10.6 | 0 | 0 | 0.85799 | 857.9904 | 130572.1682
1 | 15 | 5 | 0 | 0 | -12.2 | 3.1 | 0 | -12.2 | 0 | 0 | 0.90496 | 904.9609 | 137720.3161
1 | 15 | 6 | 0 | 0 | -13.9 | 3.9 | 0 | -13.9 | 0 | 0 | 1.0126 | 1012.5836 | 154098.7276
1 | 15 | 7 | 0 | 0 | -15 | 4.4 | 0 | -15 | 0 | 0 | 1.1418 | 1141.7874 | 173761.4486
1 | 15 | 8 | 0 | 0 | -13.3 | 2.8 | 0 | -13.3 | 0 | 0 | 1.2049 | 1204.9335 | 183371.2569
1 | 15 | 9 | 528 | 19 | -13.3 | 2.8 | 303.353 | -7.369 | 2056.069 | 1969.012 | 1.2316 | 1231.6412 | 187435.7286
1 | 15 | 10 | 674 | 54 | -11.1 | 3.1 | 535.26 | 1.252 | 3622.022 | 3485.756 | 1.2629 | 1262.9317 | 192197.6338
1 | 15 | 11 | 583 | 124 | -9.4 | 2.2 | 626.477 | 7.632 | 4169.537 | 4013.327 | 1.2858 | 1285.7503 | 195670.2621
1 | 15 | 12 | 688 | 133 | -7.2 | 2.8 | 749.847 | 11.754 | 4911.146 | 4725.659 | 1.2881 | 1288.116 | 196030.2753
1 | 15 | 13 | 679 | 127 | -7.2 | 2.2 | 723.246 | 13.004 | 4707.042 | 4529.872 | 1.2824 | 1282.3837 | 195157.9134
1 | 15 | 14 | 613 | 81 | -8.3 | 2.2 | 558.447 | 7.519 | 3702.769 | 3563.652 | 1.281 | 1280.972 | 194943.0831
1 | 15 | 15 | 380 | 72 | -10 | 3.1 | 336.002 | -1.877 | 2289.547 | 2195.89 | 1.3051 | 1305.0563 | 198608.3112
1 | 15 | 16 | 19 | 34 | -12.8 | 3.9 | 64.669 | -12.302 | 465.523 | 416.565 | 1.4024 | 1402.3869 | 213420.4468
1 | 15 | 17 | 0 | 1 | -12.8 | 4.4 | 0 | -12.8 | 0 | 0 | 1.5381 | 1538.1111 | 234075.4571
1 | 15 | 18 | 0 | 0 | -12.8 | 5 | 0 | -12.8 | 0 | 0 | 1.5263 | 1526.3099 | 232279.5083
1 | 15 | 19 | 0 | 0 | -11.7 | 5 | 0 | -11.7 | 0 | 0 | 1.4698 | 1469.7578 | 223673.207
1 | 15 | 20 | 0 | 0 | -13.9 | 5 | 0 | -13.9 | 0 | 0 | 1.4102 | 1410.1874 | 214607.5575
1 | 15 | 21 | 0 | 0 | -12.8 | 4.4 | 0 | -12.8 | 0 | 0 | 1.3218 | 1321.8279 | 201160.6769
1 | 15 | 22 | 0 | 0 | -12.8 | 1.4 | 0 | -12.8 | 0 | 0 | 1.1929 | 1192.8705 | 181535.4611
1 | 15 | 23 | 0 | 0 | -12.8 | 0 | 0 | -12.8 | 0 | 0 | 1.0579 | 1057.9129 | 160997.1122
1 | 16 | 0 | 0 | 0 | -13.9 | 1.4 | 0 | -13.9 | 0 | 0 | 0.95672 | 956.7153 | 145596.4923
1 | 16 | 1 | 0 | 0 | -17.2 | 1.7 | 0 | -17.2 | 0 | 0 | 0.89706 | 897.0607 | 136518.0348
1 | 16 | 2 | 0 | 0 | -15.6 | 1.7 | 0 | -15.6 | 0 | 0 | 0.86484 | 864.8419 | 131614.8517
1 | 16 | 3 | 0 | 0 | -16.1 | 0.8 | 0 | -16.1 | 0 | 0 | 0.85203 | 852.0271 | 129664.6416
1 | 16 | 4 | 0 | 0 | -16.1 | 0.8 | 0 | -16.1 | 0 | 0 | 0.85799 | 857.9904 | 130572.1682
1 | 16 | 5 | 0 | 0 | -13.9 | 0 | 0 | -13.9 | 0 | 0 | 0.90496 | 904.9609 | 137720.3161
1 | 16 | 6 | 0 | 0 | -14.4 | 0 | 0 | -14.4 | 0 | 0 | 1.0126 | 1012.5836 | 154098.7276
1 | 16 | 7 | 0 | 1 | -16.7 | 0.8 | 0 | -16.7 | 0 | 0 | 1.1418 | 1141.7874 | 173761.4486
1 | 16 | 8 | 0 | 10 | -15.6 | 1.7 | 9.045 | -17.534 | 67.203 | 25.911 | 1.2049 | 1204.9335 | 183371.2569
1 | 16 | 9 | 336 | 36 | -15.6 | 2.2 | 232.693 | -11.151 | 1615.991 | 1540.674 | 1.2316 | 1231.6412 | 187435.7286
1 | 16 | 10 | 601 | 67 | -13.3 | 2.2 | 500.012 | -0.602 | 3413.048 | 3284.021 | 1.2629 | 1262.9317 | 192197.6338
1 | 16 | 11 | 689 | 84 | -10 | 1.4 | 656.453 | 10.242 | 4316.367 | 4154.567 | 1.2858 | 1285.7503 | 195670.2621
1 | 16 | 12 | 738 | 89 | -6.7 | 1.4 | 736.711 | 16.343 | 4725.68 | 4547.759 | 1.2881 | 1288.116 | 196030.2753
1 | 16 | 13 | 728 | 86 | -5.6 | 1.7 | 712.161 | 15.815 | 4575.365 | 4403.457 | 1.2824 | 1282.3837 | 195157.9134
1 | 16 | 14 | 620 | 77 | -5 | 3.6 | 562.721 | 8.217 | 3720.329 | 3580.587 | 1.281 | 1280.972 | 194943.0831
1 | 16 | 15 | 458 | 34 | -6.7 | 3.9 | 334.367 | 0.451 | 2245.905 | 2153.501 | 1.3051 | 1305.0563 | 198608.3112
1 | 16 | 16 | 0 | 18 | -7.8 | 5.3 | 18.117 | -8.384 | 129.783 | 87.336 | 1.4024 | 1402.3869 | 213420.4468
1 | 16 | 17 | 0 | 1 | -5.6 | 5.8 | 0 | -5.6 | 0 | 0 | 1.5381 | 1538.1111 | 234075.4571
1 | 16 | 18 | 0 | 0 | -6.7 | 5.3 | 0 | -6.7 | 0 | 0 | 1.5263 | 1526.3099 | 232279.5083
1 | 16 | 19 | 0 | 0 | -10.6 | 2.2 | 0 | -10.6 | 0 | 0 | 1.4698 | 1469.7578 | 223673.207
1 | 16 | 20 | 0 | 0 | -12.2 | 3.9 | 0 | -12.2 | 0 | 0 | 1.4102 | 1410.1874 | 214607.5575
1 | 16 | 21 | 0 | 0 | -11.7 | 2.2 | 0 | -11.7 | 0 | 0 | 1.3218 | 1321.8279 | 201160.6769
1 | 16 | 22 | 0 | 0 | -10 | 3.6 | 0 | -10 | 0 | 0 | 1.1929 | 1192.8705 | 181535.4611
1 | 16 | 23 | 0 | 0 | -8.3 | 0 | 0 | -8.3 | 0 | 0 | 1.0579 | 1057.9129 | 160997.1122
1 | 17 | 0 | 0 | 0 | -9.4 | 0.8 | 0 | -9.4 | 0 | 0 | 0.95672 | 956.7153 | 145596.4923
1 | 17 | 1 | 0 | 0 | -6.7 | 1.7 | 0 | -6.7 | 0 | 0 | 0.89706 | 897.0607 | 136518.0348
1 | 17 | 2 | 0 | 0 | -8.3 | 1.7 | 0 | -8.3 | 0 | 0 | 0.86484 | 864.8419 | 131614.8517
1 | 17 | 3 | 0 | 0 | -5 | 3.1 | 0 | -5 | 0 | 0 | 0.85203 | 852.0271 | 129664.6416
1 | 17 | 4 | 0 | 0 | -5 | 0.8 | 0 | -5 | 0 | 0 | 0.85799 | 857.9904 | 130572.1682
1 | 17 | 5 | 0 | 0 | -3.3 | 2.2 | 0 | -3.3 | 0 | 0 | 0.90496 | 904.9609 | 137720.3161
1 | 17 | 6 | 0 | 0 | -3.9 | 2.2 | 0 | -3.9 | 0 | 0 | 1.0126 | 1012.5836 | 154098.7276
1 | 17 | 7 | 0 | 0 | -2.2 | 3.9 | 0 | -2.2 | 0 | 0 | 1.1418 | 1141.7874 | 173761.4486
1 | 17 | 8 | 0 | 10 | -0.6 | 3.9 | 9.045 | -2.106 | 63.142 | 21.924 | 1.2049 | 1204.9335 | 183371.2569
1 | 17 | 9 | 309 | 42 | -2.8 | 3.1 | 235.561 | 1.174 | 1561.215 | 1487.295 | 1.2316 | 1231.6412 | 187435.7286
1 | 17 | 10 | 388 | 91 | -5.6 | 0 | 396.841 | 10.537 | 2590.31 | 2487.77 | 1.2629 | 1262.9317 | 192197.6338
1 | 17 | 11 | 425 | 84 | -1.7 | 3.6 | 459.081 | 8.279 | 3047.4 | 2930.54 | 1.2858 | 1285.7503 | 195670.2621
1 | 17 | 12 | 583 | 83 | -1.1 | 3.6 | 608.304 | 12.455 | 3971.636 | 3822.799 | 1.2881 | 1288.116 | 196030.2753
1 | 17 | 13 | 278 | 104 | 2.2 | 5 | 369.573 | 9.025 | 2450.694 | 2352.331 | 1.2824 | 1282.3837 | 195157.9134
1 | 17 | 14 | 233 | 85 | 1.7 | 3.1 | 291.26 | 8.019 | 1933.047 | 1849.365 | 1.281 | 1280.972 | 194943.0831
1 | 17 | 15 | 404 | 38 | 1.7 | 2.8 | 309.66 | 8.498 | 2012.834 | 1926.972 | 1.3051 | 1305.0563 | 198608.3112
1 | 17 | 16 | 54 | 32 | 0.6 | 2.8 | 75.466 | 1.488 | 505.179 | 455.417 | 1.4024 | 1402.3869 | 213420.4468
1 | 17 | 17 | 0 | 1 | -2.8 | 1.7 | 0 | -2.8 | 0 | 0 | 1.5381 | 1538.1111 | 234075.4571
1 | 17 | 18 | 0 | 0 | -5.6 | 2.8 | 0 | -5.6 | 0 | 0 | 1.5263 | 1526.3099 | 232279.5083
1 | 17 | 19 | 0 | 0 | -6.1 | 2.8 | 0 | -6.1 | 0 | 0 | 1.4698 | 1469.7578 | 223673.207
1 | 17 | 20 | 0 | 0 | -4.4 | 2.2 | 0 | -4.4 | 0 | 0 | 1.4102 | 1410.1874 | 214607.5575
1 | 17 | 21 | 0 | 0 | -1.7 | 2.8 | 0 | -1.7 | 0 | 0 | 1.3218 | 1321.8279 | 201160.6769
1 | 17 | 22 | 0 | 0 | -1.1 | 3.6 | 0 | -1.1 | 0 | 0 | 1.1929 | 1192.8705 | 181535.4611
1 | 17 | 23 | 0 | 0 | -3.9 | 3.9 | 0 | -3.9 | 0 | 0 | 1.0579 | 1057.9129 | 160997.1122
1 | 18 | 0 | 0 | 0 | -3.3 | 3.9 | 0 | -3.3 | 0 | 0 | 0.95672 | 956.7153 | 145596.4923
1 | 18 | 1 | 0 | 0 | -7.2 | 3.6 | 0 | -7.2 | 0 | 0 | 0.89706 | 897.0607 | 136518.0348
1 | 18 | 2 | 0 | 0 | -6.7 | 3.6 | 0 | -6.7 | 0 | 0 | 0.86484 | 864.8419 | 131614.8517
1 | 18 | 3 | 0 | 0 | -3.9 | 3.1 | 0 | -3.9 | 0 | 0 | 0.85203 | 852.0271 | 129664.6416
1 | 18 | 4 | 0 | 0 | -3.9 | 4.4 | 0 | -3.9 | 0 | 0 | 0.85799 | 857.9904 | 130572.1682
1 | 18 | 5 | 0 | 0 | -5.6 | 4.4 | 0 | -5.6 | 0 | 0 | 0.90496 | 904.9609 | 137720.3161
1 | 18 | 6 | 0 | 0 | -5.6 | 3.9 | 0 | -5.6 | 0 | 0 | 1.0126 | 1012.5836 | 154098.7276
1 | 18 | 7 | 0 | 0 | -5 | 5.8 | 0 | -5 | 0 | 0 | 1.1418 | 1141.7874 | 173761.4486
1 | 18 | 8 | 0 | 9 | -5.6 | 5.3 | 8.141 | -6.778 | 57.935 | 16.812 | 1.2049 | 1204.9335 | 183371.2569
1 | 18 | 9 | 212 | 39 | -3.9 | 5.8 | 183.364 | -1.942 | 1237.089 | 1171.145 | 1.2316 | 1231.6412 | 187435.7286
1 | 18 | 10 | 343 | 65 | -2.2 | 5 | 334.77 | 3.217 | 2254.345 | 2161.7 | 1.2629 | 1262.9317 | 192197.6338
1 | 18 | 11 | 644 | 68 | -2.2 | 3.1 | 608.551 | 11.783 | 3974.803 | 3825.849 | 1.2858 | 1285.7503 | 195670.2621
1 | 18 | 12 | 714 | 73 | -1.7 | 3.9 | 703.172 | 13.825 | 4562.34 | 4390.948 | 1.2881 | 1288.116 | 196030.2753
1 | 18 | 13 | 704 | 91 | -0.6 | 3.9 | 702.187 | 15.105 | 4527.144 | 4357.142 | 1.2824 | 1282.3837 | 195157.9134
1 | 18 | 14 | 657 | 76 | -6.7 | 3.6 | 592.407 | 7.226 | 3934.668 | 3787.188 | 1.281 | 1280.972 | 194943.0831
1 | 18 | 15 | 391 | 78 | -7.2 | 0.8 | 351.892 | 6.308 | 2318.966 | 2224.459 | 1.3051 | 1305.0563 | 198608.3112
1 | 18 | 16 | 64 | 32 | -9.4 | 1.7 | 79.179 | -7.822 | 548.965 | 498.306 | 1.4024 | 1402.3869 | 213420.4468
1 | 18 | 17 | 0 | 2 | -12.2 | 1.4 | 0 | -12.2 | 0 | 0 | 1.5381 | 1538.1111 | 234075.4571
1 | 18 | 18 | 0 | 0 | -11.1 | 3.9 | 0 | -11.1 | 0 | 0 | 1.5263 | 1526.3099 | 232279.5083
1 | 18 | 19 | 0 | 0 | -10.6 | 3.6 | 0 | -10.6 | 0 | 0 | 1.4698 | 1469.7578 | 223673.207
1 | 18 | 20 | 0 | 0 | -11.7 | 1.4 | 0 | -11.7 | 0 | 0 | 1.4102 | 1410.1874 | 214607.5575
1 | 18 | 21 | 0 | 0 | -8.9 | 2.8 | 0 | -8.9 | 0 | 0 | 1.3218 | 1321.8279 | 201160.6769
1 | 18 | 22 | 0 | 0 | -8.9 | 3.6 | 0 | -8.9 | 0 | 0 | 1.1929 | 1192.8705 | 181535.4611
1 | 18 | 23 | 0 | 0 | -6.1 | 3.9 | 0 | -6.1 | 0 | 0 | 1.0579 | 1057.9129 | 160997.1122
1 | 19 | 0 | 0 | 0 | -8.3 | 3.9 | 0 | -8.3 | 0 | 0 | 0.95672 | 956.7153 | 145596.4923
1 | 19 | 1 | 0 | 0 | -6.1 | 4.4 | 0 | -6.1 | 0 | 0 | 0.89706 | 897.0607 | 136518.0348
1 | 19 | 2 | 0 | 0 | -6.1 | 2.8 | 0 | -6.1 | 0 | 0 | 0.86484 | 864.8419 | 131614.8517
1 | 19 | 3 | 0 | 0 | -5.6 | 3.1 | 0 | -5.6 | 0 | 0 | 0.85203 | 852.0271 | 129664.6416
1 | 19 | 4 | 0 | 0 | -5.6 | 1.7 | 0 | -5.6 | 0 | 0 | 0.85799 | 857.9904 | 130572.1682
1 | 19 | 5 | 0 | 0 | -5 | 2.2 | 0 | -5 | 0 | 0 | 0.90496 | 904.9609 | 137720.3161
1 | 19 | 6 | 0 | 0 | -5 | 2.8 | 0 | -5 | 0 | 0 | 1.0126 | 1012.5836 | 154098.7276
1 | 19 | 7 | 0 | 0 | -3.3 | 3.6 | 0 | -3.3 | 0 | 0 | 1.1418 | 1141.7874 | 173761.4486
1 | 19 | 8 | 0 | 5 | -1.1 | 5 | 4.523 | -2.375 | 31.607 | 0 | 1.2049 | 1204.9335 | 183371.2569
1 | 19 | 9 | 10 | 30 | -2.2 | 3.6 | 39.625 | -3.093 | 275.768 | 230.556 | 1.2316 | 1231.6412 | 187435.7286
1 | 19 | 10 | 12 | 71 | -1.1 | 2.2 | 84.016 | -0.813 | 582.254 | 530.907 | 1.2629 | 1262.9317 | 192197.6338
1 | 19 | 11 | 14 | 98 | 1.7 | 5 | 115.129 | 2.631 | 787.216 | 731.518 | 1.2858 | 1285.7503 | 195670.2621
1 | 19 | 12 | 0 | 71 | 2.2 | 2.2 | 67.274 | 2.314 | 460.976 | 412.11 | 1.2881 | 1288.116 | 196030.2753
1 | 19 | 13 | 0 | 45 | 1.7 | 1.7 | 40.877 | 0.833 | 281.862 | 236.532 | 1.2824 | 1282.3837 | 195157.9134
1 | 19 | 14 | 0 | 55 | 2.2 | 4.4 | 51.42 | 1.766 | 353.159 | 306.44 | 1.281 | 1280.972 | 194943.0831
1 | 19 | 15 | 1 | 48 | 1.7 | 5.8 | 50.085 | 1.328 | 344.499 | 297.949 | 1.3051 | 1305.0563 | 198608.3112
1 | 19 | 16 | 48 | 35 | 2.2 | 6.4 | 78.918 | 2.343 | 528.505 | 478.266 | 1.4024 | 1402.3869 | 213420.4468
1 | 19 | 17 | 0 | 2 | 2.2 | 4.4 | 0 | 2.2 | 0 | 0 | 1.5381 | 1538.1111 | 234075.4571
1 | 19 | 18 | 0 | 0 | -0.6 | 0.8 | 0 | -0.6 | 0 | 0 | 1.5263 | 1526.3099 | 232279.5083
1 | 19 | 19 | 0 | 0 | 1.1 | 1.4 | 0 | 1.1 | 0 | 0 | 1.4698 | 1469.7578 | 223673.207
1 | 19 | 20 | 0 | 0 | 1.7 | 4.4 | 0 | 1.7 | 0 | 0 | 1.4102 | 1410.1874 | 214607.5575
1 | 19 | 21 | 0 | 0 | 3.9 | 5.8 | 0 | 3.9 | 0 | 0 | 1.3218 | 1321.8279 | 201160.6769
1 | 19 | 22 | 0 | 0 | 4.4 | 8.6 | 0 | 4.4 | 0 | 0 | 1.1929 | 1192.8705 | 181535.4611
1 | 19 | 23 | 0 | 0 | 2.8 | 5 | 0 | 2.8 | 0 | 0 | 1.0579 | 1057.9129 | 160997.1122
1 | 20 | 0 | 0 | 0 | 3.3 | 8.6 | 0 | 3.3 | 0 | 0 | 0.95672 | 956.7153 | 145596.4923
1 | 20 | 1 | 0 | 0 | 2.2 | 9.7 | 0 | 2.2 | 0 | 0 | 0.89706 | 897.0607 | 136518.0348
1 | 20 | 2 | 0 | 0 | 1.1 | 8.9 | 0 | 1.1 | 0 | 0 | 0.86484 | 864.8419 | 131614.8517
1 | 20 | 3 | 0 | 0 | 0.6 | 10.3 | 0 | 0.6 | 0 | 0 | 0.85203 | 852.0271 | 129664.6416
1 | 20 | 4 | 0 | 0 | 0 | 10.3 | 0 | 0 | 0 | 0 | 0.85799 | 857.9904 | 130572.1682
1 | 20 | 5 | 0 | 0 | -0.6 | 8.1 | 0 | -0.6 | 0 | 0 | 0.90496 | 904.9609 | 137720.3161
1 | 20 | 6 | 0 | 0 | -0.6 | 7.2 | 0 | -0.6 | 0 | 0 | 1.0126 | 1012.5836 | 154098.7276
1 | 20 | 7 | 0 | 0 | 0.6 | 9.7 | 0 | 0.6 | 0 | 0 | 1.1418 | 1141.7874 | 173761.4486
1 | 20 | 8 | 0 | 8 | 0 | 8.6 | 7.236 | -0.87 | 50.254 | 9.271 | 1.2049 | 1204.9335 | 183371.2569
1 | 20 | 9 | 154 | 35 | 0.6 | 9.7 | 147.87 | 1.576 | 986.523 | 926.404 | 1.2316 | 1231.6412 | 187435.7286
1 | 20 | 10 | 87 | 77 | 0.6 | 9.7 | 161.543 | 1.85 | 1101.384 | 1038.631 | 1.2629 | 1262.9317 | 192197.6338
1 | 20 | 11 | 279 | 96 | 0.6 | 10.3 | 351.173 | 4.178 | 2375.322 | 2279.176 | 1.2858 | 1285.7503 | 195670.2621
1 | 20 | 12 | 294 | 108 | 1.1 | 11.1 | 392.503 | 5.102 | 2649.298 | 2544.965 | 1.2881 | 1288.116 | 196030.2753
1 | 20 | 13 | 427 | 92 | 1.1 | 10.8 | 487.179 | 6.353 | 3267.112 | 3143.017 | 1.2824 | 1282.3837 | 195157.9134
1 | 20 | 14 | 409 | 79 | 0.6 | 8.9 | 422.928 | 5.792 | 2831.069 | 2721.109 | 1.281 | 1280.972 | 194943.0831
1 | 20 | 15 | 373 | 61 | 0.6 | 8.9 | 323.023 | 4.365 | 2146.059 | 2056.488 | 1.3051 | 1305.0563 | 198608.3112
1 | 20 | 16 | 9 | 24 | -0.6 | 7.5 | 33.524 | -0.909 | 230.537 | 186.192 | 1.4024 | 1402.3869 | 213420.4468
1 | 20 | 17 | 0 | 2 | -2.2 | 5.8 | 0 | -2.2 | 0 | 0 | 1.5381 | 1538.1111 | 234075.4571
1 | 20 | 18 | 0 | 0 | -2.2 | 4.4 | 0 | -2.2 | 0 | 0 | 1.5263 | 1526.3099 | 232279.5083
1 | 20 | 19 | 0 | 0 | -2.2 | 5.3 | 0 | -2.2 | 0 | 0 | 1.4698 | 1469.7578 | 223673.207
1 | 20 | 20 | 0 | 0 | -1.7 | 5.8 | 0 | -1.7 | 0 | 0 | 1.4102 | 1410.1874 | 214607.5575
1 | 20 | 21 | 0 | 0 | -2.2 | 5.3 | 0 | -2.2 | 0 | 0 | 1.3218 | 1321.8279 | 201160.6769
1 | 20 | 22 | 0 | 0 | -1.7 | 7.2 | 0 | -1.7 | 0 | 0 | 1.1929 | 1192.8705 | 181535.4611
1 | 20 | 23 | 0 | 0 | -2.2 | 7.2 | 0 | -2.2 | 0 | 0 | 1.0579 | 1057.9129 | 160997.1122
1 | 21 | 0 | 0 | 0 | -2.2 | 4.4 | 0 | -2.2 | 0 | 0 | 0.95672 | 956.7153 | 145596.4923
1 | 21 | 1 | 0 | 0 | -6.1 | 5 | 0 | -6.1 | 0 | 0 | 0.89706 | 897.0607 | 136518.0348
1 | 21 | 2 | 0 | 0 | -7.2 | 3.1 | 0 | -7.2 | 0 | 0 | 0.86484 | 864.8419 | 131614.8517
1 | 21 | 3 | 0 | 0 | -7.8 | 4.4 | 0 | -7.8 | 0 | 0 | 0.85203 | 852.0271 | 129664.6416
1 | 21 | 4 | 0 | 0 | -8.3 | 4.4 | 0 | -8.3 | 0 | 0 | 0.85799 | 857.9904 | 130572.1682
1 | 21 | 5 | 0 | 0 | -7.2 | 4.4 | 0 | -7.2 | 0 | 0 | 0.90496 | 904.9609 | 137720.3161
1 | 21 | 6 | 0 | 0 | -7.8 | 3.9 | 0 | -7.8 | 0 | 0 | 1.0126 | 1012.5836 | 154098.7276
1 | 21 | 7 | 0 | 0 | -8.9 | 2.8 | 0 | -8.9 | 0 | 0 | 1.1418 | 1141.7874 | 173761.4486
1 | 21 | 8 | 0 | 6 | -7.8 | 3.1 | 5.427 | -9.563 | 39.063 | 0 | 1.2049 | 1204.9335 | 183371.2569
1 | 21 | 9 | 27 | 33 | -7.8 | 1.7 | 52.14 | -8.663 | 368.483 | 321.462 | 1.2316 | 1231.6412 | 187435.7286
1 | 21 | 10 | 12 | 71 | -6.1 | 2.8 | 82.875 | -5.828 | 586.423 | 534.99 | 1.2629 | 1262.9317 | 192197.6338
1 | 21 | 11 | 59 | 107 | -4.4 | 1.7 | 173.402 | -1.203 | 1203.391 | 1138.248 | 1.2858 | 1285.7503 | 195670.2621
1 | 21 | 12 | 346 | 110 | -3.3 | 5.3 | 453.246 | 4.162 | 3071.682 | 2954.033 | 1.2881 | 1288.116 | 196030.2753
1 | 21 | 13 | 533 | 73 | -3.3 | 4.4 | 552.812 | 7.693 | 3684.619 | 3546.145 | 1.2824 | 1282.3837 | 195157.9134
1 | 21 | 14 | 637 | 48 | -1.7 | 3.6 | 545.821 | 10.66 | 3571.434 | 3436.939 | 1.281 | 1280.972 | 194943.0831
1 | 21 | 15 | 372 | 62 | -2.2 | 3.1 | 324.475 | 5.462 | 2146.586 | 2057.001 | 1.3051 | 1305.0563 | 198608.3112
1 | 21 | 16 | 46 | 29 | -2.2 | 2.2 | 63.568 | -1.438 | 430.63 | 382.374 | 1.4024 | 1402.3869 | 213420.4468
1 | 21 | 17 | 0 | 1 | -6.1 | 2.8 | 0 | -6.1 | 0 | 0 | 1.5381 | 1538.1111 | 234075.4571
1 | 21 | 18 | 0 | 0 | -5.6 | 3.1 | 0 | -5.6 | 0 | 0 | 1.5263 | 1526.3099 | 232279.5083
1 | 21 | 19 | 0 | 0 | -2.2 | 2.2 | 0 | -2.2 | 0 | 0 | 1.4698 | 1469.7578 | 223673.207
1 | 21 | 20 | 0 | 0 | -3.3 | 5 | 0 | -3.3 | 0 | 0 | 1.4102 | 1410.1874 | 214607.5575
1 | 21 | 21 | 0 | 0 | -5.6 | 1.4 | 0 | -5.6 | 0 | 0 | 1.3218 | 1321.8279 | 201160.6769
1 | 21 | 22 | 0 | 0 | -6.1 | 1.7 | 0 | -6.1 | 0 | 0 | 1.1929 | 1192.8705 | 181535.4611
1 | 21 | 23 | 0 | 0 | -8.9 | 3.6 | 0 | -8.9 | 0 | 0 | 1.0579 | 1057.9129 | 160997.1122
1 | 22 | 0 | 0 | 0 | -7.2 | 3.1 | 0 | -7.2 | 0 | 0 | 0.95672 | 956.7153 | 145596.4923
1 | 22 | 1 | 0 | 0 | -6.1 | 3.1 | 0 | -6.1 | 0 | 0 | 0.89706 | 897.0607 | 136518.0348
1 | 22 | 2 | 0 | 0 | -3.9 | 2.8 | 0 | -3.9 | 0 | 0 | 0.86484 | 864.8419 | 131614.8517
1 | 22 | 3 | 0 | 0 | -3.9 | 3.6 | 0 | -3.9 | 0 | 0 | 0.85203 | 852.0271 | 129664.6416
1 | 22 | 4 | 0 | 0 | -3.9 | 1.4 | 0 | -3.9 | 0 | 0 | 0.85799 | 857.9904 | 130572.1682
1 | 22 | 5 | 0 | 0 | -3.9 | 3.6 | 0 | -3.9 | 0 | 0 | 0.90496 | 904.9609 | 137720.3161
1 | 22 | 6 | 0 | 0 | -3.9 | 4.4 | 0 | -3.9 | 0 | 0 | 1.0126 | 1012.5836 | 154098.7276
1 | 22 | 7 | 0 | 0 | -2.8 | 3.6 | 0 | -2.8 | 0 | 0 | 1.1418 | 1141.7874 | 173761.4486
1 | 22 | 8 | 0 | 5 | -2.8 | 3.6 | 4.523 | -4.383 | 31.871 | 0 | 1.2049 | 1204.9335 | 183371.2569
1 | 22 | 9 | 0 | 27 | -2.2 | 1.4 | 25.167 | -3.982 | 177.059 | 133.728 | 1.2316 | 1231.6412 | 187435.7286
1 | 22 | 10 | 39 | 75 | -1.1 | 0.8 | 114.441 | 0.24 | 787.657 | 731.95 | 1.2629 | 1262.9317 | 192197.6338
1 | 22 | 11 | 123 | 115 | -0.6 | 3.1 | 247.569 | 3.958 | 1679.447 | 1602.494 | 1.2858 | 1285.7503 | 195670.2621
1 | 22 | 12 | 182 | 122 | 0 | 1.7 | 307.906 | 7.836 | 2055.447 | 1968.407 | 1.2881 | 1288.116 | 196030.2753
1 | 22 | 13 | 169 | 122 | 0.6 | 2.2 | 296.177 | 7.695 | 1977.87 | 1892.966 | 1.2824 | 1282.3837 | 195157.9134
1 | 22 | 14 | 566 | 110 | 1.1 | 1.7 | 577.482 | 16.79 | 3683.139 | 3544.717 | 1.281 | 1280.972 | 194943.0831
1 | 22 | 15 | 411 | 84 | 0.6 | 1.4 | 374.565 | 12.395 | 2406.971 | 2309.896 | 1.3051 | 1305.0563 | 198608.3112
1 | 22 | 16 | 210 | 34 | -1.1 | 0.6 | 147.637 | 4.33 | 949.942 | 890.649 | 1.4024 | 1402.3869 | 213420.4468
1 | 22 | 17 | 0 | 2 | -5.6 | 2.2 | 0 | -5.6 | 0 | 0 | 1.5381 | 1538.1111 | 234075.4571
1 | 22 | 18 | 0 | 0 | -3.3 | 2.8 | 0 | -3.3 | 0 | 0 | 1.5263 | 1526.3099 | 232279.5083
1 | 22 | 19 | 0 | 0 | -2.8 | 2.2 | 0 | -2.8 | 0 | 0 | 1.4698 | 1469.7578 | 223673.207
1 | 22 | 20 | 0 | 0 | -2.8 | 1.7 | 0 | -2.8 | 0 | 0 | 1.4102 | 1410.1874 | 214607.5575
1 | 22 | 21 | 0 | 0 | -2.2 | 2.8 | 0 | -2.2 | 0 | 0 | 1.3218 | 1321.8279 | 201160.6769
1 | 22 | 22 | 0 | 0 | -2.2 | 2.8 | 0 | -2.2 | 0 | 0 | 1.1929 | 1192.8705 | 181535.4611
1 | 22 | 23 | 0 | 0 | -4.4 | 2.8 | 0 | -4.4 | 0 | 0 | 1.0579 | 1057.9129 | 160997.1122
1 | 23 | 0 | 0 | 0 | -5.6 | 3.6 | 0 | -5.6 | 0 | 0 | 0.95672 | 956.7153 | 145596.4923
1 | 23 | 1 | 0 | 0 | -7.8 | 2.8 | 0 | -7.8 | 0 | 0 | 0.89706 | 897.0607 | 136518.0348
1 | 23 | 2 | 0 | 0 | -7.2 | 3.6 | 0 | -7.2 | 0 | 0 | 0.86484 | 864.8419 | 131614.8517
1 | 23 | 3 | 0 | 0 | -7.8 | 2.8 | 0 | -7.8 | 0 | 0 | 0.85203 | 852.0271 | 129664.6416
1 | 23 | 4 | 0 | 0 | -7.2 | 3.9 | 0 | -7.2 | 0 | 0 | 0.85799 | 857.9904 | 130572.1682
1 | 23 | 5 | 0 | 0 | -5 | 4.4 | 0 | -5 | 0 | 0 | 0.90496 | 904.9609 | 137720.3161
1 | 23 | 6 | 0 | 0 | -2.2 | 5.8 | 0 | -2.2 | 0 | 0 | 1.0126 | 1012.5836 | 154098.7276
1 | 23 | 7 | 0 | 0 | -3.3 | 5.8 | 0 | -3.3 | 0 | 0 | 1.1418 | 1141.7874 | 173761.4486
1 | 23 | 8 | 0 | 4 | -3.3 | 4.4 | 3.618 | -4.564 | 25.516 | 0 | 1.2049 | 1204.9335 | 183371.2569
1 | 23 | 9 | 0 | 19 | -2.8 | 5.8 | 17.22 | -3.846 | 121.084 | 78.799 | 1.2316 | 1231.6412 | 187435.7286
1 | 23 | 10 | 0 | 42 | -2.8 | 1.7 | 38.165 | -4.012 | 268.544 | 223.471 | 1.2629 | 1262.9317 | 192197.6338
1 | 23 | 11 | 0 | 79 | -2.8 | 2.8 | 77.632 | -2.702 | 543.284 | 492.741 | 1.2858 | 1285.7503 | 195670.2621
1 | 23 | 12 | 13 | 116 | -2.2 | 0.8 | 133.376 | 0.207 | 921.744 | 863.083 | 1.2881 | 1288.116 | 196030.2753
1 | 23 | 13 | 97 | 127 | -1.7 | 1.7 | 246.061 | 3.867 | 1671.973 | 1595.213 | 1.2824 | 1282.3837 | 195157.9134
1 | 23 | 14 | 255 | 94 | -1.1 | 5 | 320.99 | 4.154 | 2168.017 | 2077.828 | 1.281 | 1280.972 | 194943.0831
1 | 23 | 15 | 438 | 46 | -0.6 | 4.4 | 345.85 | 5.762 | 2281.353 | 2187.932 | 1.3051 | 1305.0563 | 198608.3112
1 | 23 | 16 | 29 | 27 | 2.2 | 5.8 | 51.593 | 2.266 | 346.201 | 299.618 | 1.4024 | 1402.3869 | 213420.4468
1 | 23 | 17 | 0 | 3 | 1.7 | 5.3 | 0 | 1.7 | 0 | 0 | 1.5381 | 1538.1111 | 234075.4571
1 | 23 | 18 | 0 | 0 | 1.1 | 3.9 | 0 | 1.1 | 0 | 0 | 1.5263 | 1526.3099 | 232279.5083
1 | 23 | 19 | 0 | 0 | -0.6 | 3.6 | 0 | -0.6 | 0 | 0 | 1.4698 | 1469.7578 | 223673.207
1 | 23 | 20 | 0 | 0 | -1.7 | 3.9 | 0 | -1.7 | 0 | 0 | 1.4102 | 1410.1874 | 214607.5575
1 | 23 | 21 | 0 | 0 | -3.3 | 4.4 | 0 | -3.3 | 0 | 0 | 1.3218 | 1321.8279 | 201160.6769
1 | 23 | 22 | 0 | 0 | -3.3 | 5 | 0 | -3.3 | 0 | 0 | 1.1929 | 1192.8705 | 181535.4611
1 | 23 | 23 | 0 | 0 | -5 | 5.3 | 0 | -5 | 0 | 0 | 1.0579 | 1057.9129 | 160997.1122
1 | 24 | 0 | 0 | 0 | -5.6 | 5.8 | 0 | -5.6 | 0 | 0 | 0.95672 | 956.7153 | 145596.4923
1 | 24 | 1 | 0 | 0 | -5 | 5.3 | 0 | -5 | 0 | 0 | 0.89706 | 897.0607 | 136518.0348
1 | 24 | 2 | 0 | 0 | -6.1 | 5 | 0 | -6.1 | 0 | 0 | 0.86484 | 864.8419 | 131614.8517
1 | 24 | 3 | 0 | 0 | -4.4 | 3.9 | 0 | -4.4 | 0 | 0 | 0.85203 | 852.0271 | 129664.6416
1 | 24 | 4 | 0 | 0 | -3.9 | 4.4 | 0 | -3.9 | 0 | 0 | 0.85799 | 857.9904 | 130572.1682
1 | 24 | 5 | 0 | 0 | -6.7 | 4.4 | 0 | -6.7 | 0 | 0 | 0.90496 | 904.9609 | 137720.3161
1 | 24 | 6 | 0 | 0 | -4.4 | 3.6 | 0 | -4.4 | 0 | 0 | 1.0126 | 1012.5836 | 154098.7276
1 | 24 | 7 | 0 | 1 | -2.8 | 5 | 0 | -2.8 | 0 | 0 | 1.1418 | 1141.7874 | 173761.4486
1 | 24 | 8 | 0 | 10 | -1.7 | 3.9 | 9.045 | -3.133 | 63.413 | 22.19 | 1.2049 | 1204.9335 | 183371.2569
1 | 24 | 9 | 148 | 36 | -1.1 | 3.6 | 144.733 | 0.531 | 970.94 | 911.174 | 1.2316 | 1231.6412 | 187435.7286
1 | 24 | 10 | 264 | 76 | -0.6 | 6.4 | 298.965 | 3.387 | 2016.824 | 1930.852 | 1.2629 | 1262.9317 | 192197.6338
1 | 24 | 11 | 671 | 80 | -0.6 | 5 | 651.036 | 11.227 | 4266.069 | 4106.196 | 1.2858 | 1285.7503 | 195670.2621
1 | 24 | 12 | 693 | 85 | 1.1 | 4.4 | 710.684 | 15.782 | 4573.997 | 4402.143 | 1.2881 | 1288.116 | 196030.2753
1 | 24 | 13 | 393 | 120 | 1.7 | 2.8 | 500.23 | 14.446 | 3239.849 | 3116.664 | 1.2824 | 1282.3837 | 195157.9134
1 | 24 | 14 | 432 | 158 | 2.2 | 3.1 | 550.589 | 15.121 | 3544.924 | 3411.353 | 1.281 | 1280.972 | 194943.0831
1 | 24 | 15 | 61 | 88 | 1.1 | 0 | 159.125 | 10.969 | 1043.066 | 981.659 | 1.3051 | 1305.0563 | 198608.3112
1 | 24 | 16 | 126 | 28 | 2.2 | 2.2 | 105.65 | 3.54 | 688.149 | 634.579 | 1.4024 | 1402.3869 | 213420.4468
1 | 24 | 17 | 0 | 2 | 0 | 2.8 | 0 | 0 | 0 | 0 | 1.5381 | 1538.1111 | 234075.4571
1 | 24 | 18 | 0 | 0 | 0 | 5 | 0 | 0 | 0 | 0 | 1.5263 | 1526.3099 | 232279.5083
1 | 24 | 19 | 0 | 0 | -1.7 | 2.8 | 0 | -1.7 | 0 | 0 | 1.4698 | 1469.7578 | 223673.207
1 | 24 | 20 | 0 | 0 | -1.1 | 2.8 | 0 | -1.1 | 0 | 0 | 1.4102 | 1410.1874 | 214607.5575
1 | 24 | 21 | 0 | 0 | -1.7 | 3.9 | 0 | -1.7 | 0 | 0 | 1.3218 | 1321.8279 | 201160.6769
1 | 24 | 22 | 0 | 0 | -2.2 | 3.1 | 0 | -2.2 | 0 | 0 | 1.1929 | 1192.8705 | 181535.4611
1 | 24 | 23 | 0 | 0 | -1.7 | 3.9 | 0 | -1.7 | 0 | 0 | 1.0579 | 1057.9129 | 160997.1122
1 | 25 | 0 | 0 | 0 | -1.1 | 5.3 | 0 | -1.1 | 0 | 0 | 0.95672 | 956.7153 | 145596.4923
1 | 25 | 1 | 0 | 0 | -1.1 | 5.8 | 0 | -1.1 | 0 | 0 | 0.89706 | 897.0607 | 136518.0348
1 | 25 | 2 | 0 | 0 | -2.2 | 6.4 | 0 | -2.2 | 0 | 0 | 0.86484 | 864.8419 | 131614.8517
1 | 25 | 3 | 0 | 0 | -5 | 5 | 0 | -5 | 0 | 0 | 0.85203 | 852.0271 | 129664.6416
1 | 25 | 4 | 0 | 0 | -6.1 | 4.4 | 0 | -6.1 | 0 | 0 | 0.85799 | 857.9904 | 130572.1682
1 | 25 | 5 | 0 | 0 | -6.7 | 3.9 | 0 | -6.7 | 0 | 0 | 0.90496 | 904.9609 | 137720.3161
1 | 25 | 6 | 0 | 0 | -7.8 | 3.9 | 0 | -7.8 | 0 | 0 | 1.0126 | 1012.5836 | 154098.7276
1 | 25 | 7 | 0 | 1 | -8.3 | 3.6 | 0 | -8.3 | 0 | 0 | 1.1418 | 1141.7874 | 173761.4486
1 | 25 | 8 | 0 | 8 | -9.4 | 2.2 | 7.236 | -11.068 | 52.401 | 11.379 | 1.2049 | 1204.9335 | 183371.2569
1 | 25 | 9 | 44 | 40 | -8.9 | 1.4 | 78.357 | -8.972 | 553.949 | 503.187 | 1.2316 | 1231.6412 | 187435.7286
1 | 25 | 10 | 71 | 86 | -8.3 | 2.8 | 151.257 | -6.147 | 1067.486 | 1005.517 | 1.2629 | 1262.9317 | 192197.6338
1 | 25 | 11 | 86 | 160 | -8.3 | 2.2 | 282.395 | -2.019 | 1967.164 | 1882.552 | 1.2858 | 1285.7503 | 195670.2621
1 | 25 | 12 | 88 | 212 | -8.3 | 2.8 | 376.654 | 0.319 | 2600.498 | 2497.649 | 1.2881 | 1288.116 | 196030.2753
1 | 25 | 13 | 0 | 217 | -8.3 | 1.7 | 287.501 | -0.356 | 1992.356 | 1907.056 | 1.2824 | 1282.3837 | 195157.9134
1 | 25 | 14 | 84 | 163 | -8.3 | 2.2 | 295.244 | -1.163 | 2048.333 | 1961.491 | 1.281 | 1280.972 | 194943.0831
1 | 25 | 15 | 220 | 73 | -8.3 | 2.2 | 242.627 | -2.596 | 1670.021 | 1593.312 | 1.3051 | 1305.0563 | 198608.3112
1 | 25 | 16 | 0 | 22 | -8.9 | 2.8 | 21.919 | -9.625 | 157.81 | 114.84 | 1.4024 | 1402.3869 | 213420.4468
1 | 25 | 17 | 0 | 2 | -9.4 | 1.7 | 0 | -9.4 | 0 | 0 | 1.5381 | 1538.1111 | 234075.4571
1 | 25 | 18 | 0 | 0 | -10 | 1.7 | 0 | -10 | 0 | 0 | 1.5263 | 1526.3099 | 232279.5083
1 | 25 | 19 | 0 | 0 | -10 | 1.7 | 0 | -10 | 0 | 0 | 1.4698 | 1469.7578 | 223673.207
1 | 25 | 20 | 0 | 0 | -10.6 | 1.4 | 0 | -10.6 | 0 | 0 | 1.4102 | 1410.1874 | 214607.5575
1 | 25 | 21 | 0 | 0 | -11.1 | 0 | 0 | -11.1 | 0 | 0 | 1.3218 | 1321.8279 | 201160.6769
1 | 25 | 22 | 0 | 0 | -11.1 | 0.8 | 0 | -11.1 | 0 | 0 | 1.1929 | 1192.8705 | 181535.4611
1 | 25 | 23 | 0 | 0 | -11.1 | 0.8 | 0 | -11.1 | 0 | 0 | 1.0579 | 1057.9129 | 160997.1122
1 | 26 | 0 | 0 | 0 | -11.1 | 0.8 | 0 | -11.1 | 0 | 0 | 0.95672 | 956.7153 | 145596.4923
1 | 26 | 1 | 0 | 0 | -11.1 | 0 | 0 | -11.1 | 0 | 0 | 0.89706 | 897.0607 | 136518.0348
1 | 26 | 2 | 0 | 0 | -11.7 | 0.8 | 0 | -11.7 | 0 | 0 | 0.86484 | 864.8419 | 131614.8517
1 | 26 | 3 | 0 | 0 | -11.1 | 0 | 0 | -11.1 | 0 | 0 | 0.85203 | 852.0271 | 129664.6416
1 | 26 | 4 | 0 | 0 | -11.1 | 0 | 0 | -11.1 | 0 | 0 | 0.85799 | 857.9904 | 130572.1682
1 | 26 | 5 | 0 | 0 | -10.6 | 0 | 0 | -10.6 | 0 | 0 | 0.90496 | 904.9609 | 137720.3161
1 | 26 | 6 | 0 | 0 | -10.6 | 0 | 0 | -10.6 | 0 | 0 | 1.0126 | 1012.5836 | 154098.7276
1 | 26 | 7 | 0 | 1 | -11.1 | 0 | 0 | -11.1 | 0 | 0 | 1.1418 | 1141.7874 | 173761.4486
1 | 26 | 8 | 0 | 9 | -12.2 | 2.2 | 8.141 | -14.175 | 59.687 | 18.533 | 1.2049 | 1204.9335 | 183371.2569
1 | 26 | 9 | 67 | 43 | -11.1 | 3.1 | 94.484 | -10.665 | 669.846 | 616.664 | 1.2316 | 1231.6412 | 187435.7286
1 | 26 | 10 | 200 | 79 | -10.6 | 3.6 | 247.982 | -6.287 | 1744.001 | 1665.364 | 1.2629 | 1262.9317 | 192197.6338
1 | 26 | 11 | 344 | 104 | -10 | 1.4 | 428.63 | 2.27 | 2924.196 | 2811.293 | 1.2858 | 1285.7503 | 195670.2621
1 | 26 | 12 | 102 | 138 | -10 | 5 | 265.467 | -5.543 | 1877.097 | 1794.926 | 1.2881 | 1288.116 | 196030.2753
1 | 26 | 13 | 64 | 128 | -10 | 5 | 204.657 | -7.017 | 1456.026 | 1384.749 | 1.2824 | 1282.3837 | 195157.9134
1 | 26 | 14 | 154 | 112 | -10.6 | 2.8 | 261.821 | -5.143 | 1842.433 | 1761.189 | 1.281 | 1280.972 | 194943.0831
1 | 26 | 15 | 101 | 76 | -10 | 2.8 | 165.874 | -6.871 | 1168.429 | 1104.111 | 1.3051 | 1305.0563 | 198608.3112
1 | 26 | 16 | 81 | 25 | -10 | 0 | 75.201 | -7.814 | 515.813 | 465.834 | 1.4024 | 1402.3869 | 213420.4468
1 | 26 | 17 | 0 | 3 | -10.6 | 2.8 | 0 | -10.6 | 0 | 0 | 1.5381 | 1538.1111 | 234075.4571
1 | 26 | 18 | 0 | 0 | -10.6 | 4.4 | 0 | -10.6 | 0 | 0 | 1.5263 | 1526.3099 | 232279.5083
1 | 26 | 19 | 0 | 0 | -10.6 | 2.8 | 0 | -10.6 | 0 | 0 | 1.4698 | 1469.7578 | 223673.207
1 | 26 | 20 | 0 | 0 | -13.3 | 3.9 | 0 | -13.3 | 0 | 0 | 1.4102 | 1410.1874 | 214607.5575
1 | 26 | 21 | 0 | 0 | -15.6 | 3.6 | 0 | -15.6 | 0 | 0 | 1.3218 | 1321.8279 | 201160.6769
1 | 26 | 22 | 0 | 0 | -17.2 | 2.8 | 0 | -17.2 | 0 | 0 | 1.1929 | 1192.8705 | 181535.4611
1 | 26 | 23 | 0 | 0 | -18.3 | 1.4 | 0 | -18.3 | 0 | 0 | 1.0579 | 1057.9129 | 160997.1122
1 | 27 | 0 | 0 | 0 | -19.4 | 0.8 | 0 | -19.4 | 0 | 0 | 0.95672 | 956.7153 | 145596.4923
1 | 27 | 1 | 0 | 0 | -17.8 | 2.8 | 0 | -17.8 | 0 | 0 | 0.89706 | 897.0607 | 136518.0348
1 | 27 | 2 | 0 | 0 | -17.2 | 1.4 | 0 | -17.2 | 0 | 0 | 0.86484 | 864.8419 | 131614.8517
1 | 27 | 3 | 0 | 0 | -17.8 | 2.8 | 0 | -17.8 | 0 | 0 | 0.85203 | 852.0271 | 129664.6416
1 | 27 | 4 | 0 | 0 | -18.9 | 3.6 | 0 | -18.9 | 0 | 0 | 0.85799 | 857.9904 | 130572.1682
1 | 27 | 5 | 0 | 0 | -18.9 | 2.8 | 0 | -18.9 | 0 | 0 | 0.90496 | 904.9609 | 137720.3161
1 | 27 | 6 | 0 | 0 | -19.4 | 2.2 | 0 | -19.4 | 0 | 0 | 1.0126 | 1012.5836 | 154098.7276
1 | 27 | 7 | 0 | 1 | -18.3 | 1.4 | 0 | -18.3 | 0 | 0 | 1.1418 | 1141.7874 | 173761.4486
1 | 27 | 8 | 0 | 14 | -15.6 | 3.6 | 12.663 | -16.955 | 93.872 | 52.09 | 1.2049 | 1204.9335 | 183371.2569
1 | 27 | 9 | 380 | 32 | -14.4 | 3.6 | 258.496 | -10.032 | 1789.561 | 1709.723 | 1.2316 | 1231.6412 | 187435.7286
1 | 27 | 10 | 654 | 59 | -13.3 | 3.1 | 540.641 | -0.882 | 3700.206 | 3561.179 | 1.2629 | 1262.9317 | 192197.6338
1 | 27 | 11 | 715 | 83 | -11.7 | 3.9 | 693.405 | 3.53 | 4699.599 | 4522.729 | 1.2858 | 1285.7503 | 195670.2621
1 | 27 | 12 | 683 | 81 | -9.4 | 1.7 | 703.162 | 11.813 | 4607.811 | 4434.614 | 1.2881 | 1288.116 | 196030.2753
1 | 27 | 13 | 699 | 109 | -9.4 | 3.6 | 735.253 | 7.919 | 4899.162 | 4714.169 | 1.2824 | 1282.3837 | 195157.9134
1 | 27 | 14 | 689 | 62 | -7.2 | 2.2 | 618.552 | 10.206 | 4061.743 | 3909.572 | 1.281 | 1280.972 | 194943.0831
1 | 27 | 15 | 441 | 77 | -9.4 | 2.8 | 389.823 | 0.601 | 2638.399 | 2534.399 | 1.3051 | 1305.0563 | 198608.3112
1 | 27 | 16 | 259 | 26 | -7.8 | 3.1 | 159.617 | -4.604 | 1057.664 | 995.922 | 1.4024 | 1402.3869 | 213420.4468
1 | 27 | 17 | 0 | 2 | -7.8 | 3.6 | 1.809 | -9.212 | 13.003 | 0 | 1.5381 | 1538.1111 | 234075.4571
1 | 27 | 18 | 0 | 0 | -8.3 | 1.7 | 0 | -8.3 | 0 | 0 | 1.5263 | 1526.3099 | 232279.5083
1 | 27 | 19 | 0 | 0 | -10 | 1.4 | 0 | -10 | 0 | 0 | 1.4698 | 1469.7578 | 223673.207
1 | 27 | 20 | 0 | 0 | -10.6 | 2.2 | 0 | -10.6 | 0 | 0 | 1.4102 | 1410.1874 | 214607.5575
1 | 27 | 21 | 0 | 0 | -8.3 | 2.8 | 0 | -8.3 | 0 | 0 | 1.3218 | 1321.8279 | 201160.6769
1 | 27 | 22 | 0 | 0 | -8.9 | 2.2 | 0 | -8.9 | 0 | 0 | 1.1929 | 1192.8705 | 181535.4611
1 | 27 | 23 | 0 | 0 | -7.8 | 2.8 | 0 | -7.8 | 0 | 0 | 1.0579 | 1057.9129 | 160997.1122
1 | 28 | 0 | 0 | 0 | -7.2 | 1.7 | 0 | -7.2 | 0 | 0 | 0.95672 | 956.7153 | 145596.4923
1 | 28 | 1 | 0 | 0 | -7.2 | 2.2 | 0 | -7.2 | 0 | 0 | 0.89706 | 897.0607 | 136518.0348
1 | 28 | 2 | 0 | 0 | -7.2 | 2.2 | 0 | -7.2 | 0 | 0 | 0.86484 | 864.8419 | 131614.8517
1 | 28 | 3 | 0 | 0 | -6.7 | 3.1 | 0 | -6.7 | 0 | 0 | 0.85203 | 852.0271 | 129664.6416
1 | 28 | 4 | 0 | 0 | -6.7 | 2.2 | 0 | -6.7 | 0 | 0 | 0.85799 | 857.9904 | 130572.1682
1 | 28 | 5 | 0 | 0 | -7.2 | 3.9 | 0 | -7.2 | 0 | 0 | 0.90496 | 904.9609 | 137720.3161
1 | 28 | 6 | 0 | 0 | -8.3 | 4.4 | 0 | -8.3 | 0 | 0 | 1.0126 | 1012.5836 | 154098.7276
1 | 28 | 7 | 0 | 1 | -11.1 | 5.3 | 0 | -11.1 | 0 | 0 | 1.1418 | 1141.7874 | 173761.4486
1 | 28 | 8 | 0 | 12 | -12.8 | 5.3 | 10.854 | -14.034 | 79.539 | 38.021 | 1.2049 | 1204.9335 | 183371.2569
1 | 28 | 9 | 363 | 36 | -14.4 | 3.9 | 254.995 | -10.303 | 1770.063 | 1690.74 | 1.2316 | 1231.6412 | 187435.7286
1 | 28 | 10 | 545 | 101 | -16.7 | 3.1 | 518.861 | -4.738 | 3616.11 | 3480.052 | 1.2629 | 1262.9317 | 192197.6338
1 | 28 | 11 | 668 | 75 | -15.6 | 3.9 | 649.324 | -1.381 | 4493.661 | 4324.976 | 1.2858 | 1285.7503 | 195670.2621
1 | 28 | 12 | 708 | 111 | -15 | 2.8 | 757.979 | 4.565 | 5127.506 | 4932.988 | 1.2881 | 1288.116 | 196030.2753
1 | 28 | 13 | 425 | 126 | -14.4 | 3.1 | 537.497 | -0.613 | 3717.156 | 3577.527 | 1.2824 | 1282.3837 | 195157.9134
1 | 28 | 14 | 663 | 102 | -15 | 1.7 | 642.075 | 4.179 | 4331.293 | 4168.92 | 1.281 | 1280.972 | 194943.0831
1 | 28 | 15 | 588 | 52 | -16.1 | 0 | 450.01 | 6.122 | 2966.747 | 2852.485 | 1.3051 | 1305.0563 | 198608.3112
1 | 28 | 16 | 269 | 42 | -20 | 0.8 | 187.231 | -12.54 | 1291.409 | 1224.163 | 1.4024 | 1402.3869 | 213420.4468
1 | 28 | 17 | 0 | 5 | -20.6 | 1.4 | 4.523 | -22.088 | 34.201 | 0 | 1.5381 | 1538.1111 | 234075.4571
1 | 28 | 18 | 0 | 0 | -20 | 1.4 | 0 | -20 | 0 | 0 | 1.5263 | 1526.3099 | 232279.5083
1 | 28 | 19 | 0 | 0 | -21.1 | 1.4 | 0 | -21.1 | 0 | 0 | 1.4698 | 1469.7578 | 223673.207
1 | 28 | 20 | 0 | 0 | -22.2 | 0.8 | 0 | -22.2 | 0 | 0 | 1.4102 | 1410.1874 | 214607.5575
1 | 28 | 21 | 0 | 0 | -21.7 | 0.8 | 0 | -21.7 | 0 | 0 | 1.3218 | 1321.8279 | 201160.6769
1 | 28 | 22 | 0 | 0 | -21.7 | 2.2 | 0 | -21.7 | 0 | 0 | 1.1929 | 1192.8705 | 181535.4611
1 | 28 | 23 | 0 | 0 | -21.7 | 3.1 | 0 | -21.7 | 0 | 0 | 1.0579 | 1057.9129 | 160997.1122
1 | 29 | 0 | 0 | 0 | -17.2 | 3.6 | 0 | -17.2 | 0 | 0 | 0.95672 | 956.7153 | 145596.4923
1 | 29 | 1 | 0 | 0 | -17.2 | 4.4 | 0 | -17.2 | 0 | 0 | 0.89706 | 897.0607 | 136518.0348
1 | 29 | 2 | 0 | 0 | -18.3 | 4.4 | 0 | -18.3 | 0 | 0 | 0.86484 | 864.8419 | 131614.8517
1 | 29 | 3 | 0 | 0 | -17.8 | 4.4 | 0 | -17.8 | 0 | 0 | 0.85203 | 852.0271 | 129664.6416
1 | 29 | 4 | 0 | 0 | -17.2 | 3.9 | 0 | -17.2 | 0 | 0 | 0.85799 | 857.9904 | 130572.1682
1 | 29 | 5 | 0 | 0 | -17.8 | 3.1 | 0 | -17.8 | 0 | 0 | 0.90496 | 904.9609 | 137720.3161
1 | 29 | 6 | 0 | 0 | -16.1 | 2.8 | 0 | -16.1 | 0 | 0 | 1.0126 | 1012.5836 | 154098.7276
1 | 29 | 7 | 0 | 1 | -16.1 | 2.8 | 0 | -16.1 | 0 | 0 | 1.1418 | 1141.7874 | 173761.4486
1 | 29 | 8 | 0 | 18 | -16.1 | 2.2 | 16.281 | -17.912 | 121.146 | 78.859 | 1.2049 | 1204.9335 | 183371.2569
1 | 29 | 9 | 520 | 48 | -13.9 | 2.2 | 345.221 | -6.271 | 2352.634 | 2257.149 | 1.2316 | 1231.6412 | 187435.7286
1 | 29 | 10 | 617 | 104 | -13.9 | 2.8 | 571.612 | 0.024 | 3904.79 | 3758.401 | 1.2629 | 1262.9317 | 192197.6338
1 | 29 | 11 | 609 | 117 | -12.8 | 2.8 | 653.742 | 3.836 | 4428.378 | 4262.246 | 1.2858 | 1285.7503 | 195670.2621
1 | 29 | 12 | 621 | 198 | -12.2 | 3.1 | 787.632 | 7.297 | 5268.722 | 5068.189 | 1.2881 | 1288.116 | 196030.2753
1 | 29 | 13 | 626 | 132 | -11.7 | 2.2 | 710.294 | 8.52 | 4722.724 | 4544.922 | 1.2824 | 1282.3837 | 195157.9134
1 | 29 | 14 | 498 | 86 | -10 | 4.4 | 506.446 | 0.535 | 3471.496 | 3340.465 | 1.281 | 1280.972 | 194943.0831
1 | 29 | 15 | 590 | 52 | -10.6 | 3.1 | 452.999 | 0.284 | 3062.98 | 2945.614 | 1.3051 | 1305.0563 | 198608.3112
1 | 29 | 16 | 339 | 26 | -12.8 | 2.2 | 198.838 | -7.656 | 1331.457 | 1263.242 | 1.4024 | 1402.3869 | 213420.4468
1 | 29 | 17 | 0 | 4 | -15.6 | 0.8 | 3.618 | -17.128 | 26.839 | 0 | 1.5381 | 1538.1111 | 234075.4571
1 | 29 | 18 | 0 | 0 | -16.1 | 1.4 | 0 | -16.1 | 0 | 0 | 1.5263 | 1526.3099 | 232279.5083
1 | 29 | 19 | 0 | 0 | -14.4 | 1.4 | 0 | -14.4 | 0 | 0 | 1.4698 | 1469.7578 | 223673.207
1 | 29 | 20 | 0 | 0 | -13.9 | 0 | 0 | -13.9 | 0 | 0 | 1.4102 | 1410.1874 | 214607.5575
1 | 29 | 21 | 0 | 0 | -13.9 | 0 | 0 | -13.9 | 0 | 0 | 1.3218 | 1321.8279 | 201160.6769
1 | 29 | 22 | 0 | 0 | -13.3 | 0 | 0 | -13.3 | 0 | 0 | 1.1929 | 1192.8705 | 181535.4611
1 | 29 | 23 | 0 | 0 | -13.3 | 0 | 0 | -13.3 | 0 | 0 | 1.0579 | 1057.9129 | 160997.1122
1 | 30 | 0 | 0 | 0 | -14.4 | 0 | 0 | -14.4 | 0 | 0 | 0.95672 | 956.7153 | 145596.4923
1 | 30 | 1 | 0 | 0 | -14.4 | 0 | 0 | -14.4 | 0 | 0 | 0.89706 | 897.0607 | 136518.0348
1 | 30 | 2 | 0 | 0 | -16.1 | 1.4 | 0 | -16.1 | 0 | 0 | 0.86484 | 864.8419 | 131614.8517
1 | 30 | 3 | 0 | 0 | -20 | 3.9 | 0 | -20 | 0 | 0 | 0.85203 | 852.0271 | 129664.6416
1 | 30 | 4 | 0 | 0 | -22.2 | 3.6 | 0 | -22.2 | 0 | 0 | 0.85799 | 857.9904 | 130572.1682
1 | 30 | 5 | 0 | 0 | -25.6 | 3.6 | 0 | -25.6 | 0 | 0 | 0.90496 | 904.9609 | 137720.3161
1 | 30 | 6 | 0 | 0 | -25 | 3.6 | 0 | -25 | 0 | 0 | 1.0126 | 1012.5836 | 154098.7276
1 | 30 | 7 | 0 | 1 | -23.9 | 1.7 | 0 | -23.9 | 0 | 0 | 1.1418 | 1141.7874 | 173761.4486
1 | 30 | 8 | 0 | 26 | -26.1 | 0 | 23.517 | -29.603 | 182.989 | 139.546 | 1.2049 | 1204.9335 | 183371.2569
1 | 30 | 9 | 356 | 90 | -25.6 | 2.8 | 311.244 | -19.173 | 2256.396 | 2163.692 | 1.2316 | 1231.6412 | 187435.7286
1 | 30 | 10 | 622 | 121 | -22.2 | 3.1 | 595.121 | -8.005 | 4205.067 | 4047.514 | 1.2629 | 1262.9317 | 192197.6338
1 | 30 | 11 | 733 | 139 | -21.1 | 0 | 778.615 | 12.249 | 5084.843 | 4892.123 | 1.2858 | 1285.7503 | 195670.2621
1 | 30 | 12 | 761 | 145 | -17.2 | 0 | 849.104 | 19.313 | 5382.288 | 5176.85 | 1.2881 | 1288.116 | 196030.2753
1 | 30 | 13 | 746 | 134 | -16.7 | 1.7 | 801.051 | 8.31 | 5330.549 | 5127.353 | 1.2824 | 1282.3837 | 195157.9134
1 | 30 | 14 | 706 | 99 | -16.1 | 1.7 | 677.178 | 5.207 | 4549.158 | 4378.287 | 1.281 | 1280.972 | 194943.0831
1 | 30 | 15 | 613 | 79 | -17.8 | 1.4 | 491.614 | -1.23 | 3349.502 | 3222.634 | 1.3051 | 1305.0563 | 198608.3112
1 | 30 | 16 | 267 | 51 | -20.6 | 2.2 | 200.869 | -15.084 | 1406.791 | 1336.733 | 1.4024 | 1402.3869 | 213420.4468
1 | 30 | 17 | 0 | 4 | -21.7 | 1.7 | 3.618 | -23.107 | 27.468 | 0 | 1.5381 | 1538.1111 | 234075.4571
1 | 30 | 18 | 0 | 0 | -22.2 | 3.1 | 0 | -22.2 | 0 | 0 | 1.5263 | 1526.3099 | 232279.5083
1 | 30 | 19 | 0 | 0 | -23.3 | 0.8 | 0 | -23.3 | 0 | 0 | 1.4698 | 1469.7578 | 223673.207
1 | 30 | 20 | 0 | 0 | -23.9 | 1.7 | 0 | -23.9 | 0 | 0 | 1.4102 | 1410.1874 | 214607.5575
1 | 30 | 21 | 0 | 0 | -23.3 | 2.2 | 0 | -23.3 | 0 | 0 | 1.3218 | 1321.8279 | 201160.6769
1 | 30 | 22 | 0 | 0 | -23.3 | 2.2 | 0 | -23.3 | 0 | 0 | 1.1929 | 1192.8705 | 181535.4611
1 | 30 | 23 | 0 | 0 | -23.3 | 3.6 | 0 | -23.3 | 0 | 0 | 1.0579 | 1057.9129 | 160997.1122
1 | 31 | 0 | 0 | 0 | -20 | 6.4 | 0 | -20 | 0 | 0 | 0.95672 | 956.7153 | 145596.4923
1 | 31 | 1 | 0 | 0 | -19.4 | 5.3 | 0 | -19.4 | 0 | 0 | 0.89706 | 897.0607 | 136518.0348
1 | 31 | 2 | 0 | 0 | -18.3 | 3.6 | 0 | -18.3 | 0 | 0 | 0.86484 | 864.8419 | 131614.8517
1 | 31 | 3 | 0 | 0 | -17.2 | 3.1 | 0 | -17.2 | 0 | 0 | 0.85203 | 852.0271 | 129664.6416
1 | 31 | 4 | 0 | 0 | -16.7 | 3.6 | 0 | -16.7 | 0 | 0 | 0.85799 | 857.9904 | 130572.1682
1 | 31 | 5 | 0 | 0 | -16.1 | 5.3 | 0 | -16.1 | 0 | 0 | 0.90496 | 904.9609 | 137720.3161
1 | 31 | 6 | 0 | 0 | -16.1 | 6.7 | 0 | -16.1 | 0 | 0 | 1.0126 | 1012.5836 | 154098.7276
1 | 31 | 7 | 0 | 1 | -16.7 | 6.7 | 0 | -16.7 | 0 | 0 | 1.1418 | 1141.7874 | 173761.4486
1 | 31 | 8 | 0 | 8 | -17.2 | 6.4 | 7.236 | -18.328 | 53.93 | 12.88 | 1.2049 | 1204.9335 | 183371.2569
1 | 31 | 9 | 0 | 38 | -17.2 | 6.4 | 36.723 | -17.826 | 273.158 | 227.996 | 1.2316 | 1231.6412 | 187435.7286
1 | 31 | 10 | 16 | 89 | -17.8 | 5.3 | 104.586 | -17.18 | 774.621 | 719.197 | 1.2629 | 1262.9317 | 192197.6338
1 | 31 | 11 | 155 | 136 | -17.8 | 5.3 | 299.599 | -13.366 | 2183.809 | 2093.173 | 1.2858 | 1285.7503 | 195670.2621
1 | 31 | 12 | 116 | 157 | -18.3 | 5.8 | 302.953 | -13.784 | 2215.125 | 2123.6 | 1.2881 | 1288.116 | 196030.2753
1 | 31 | 13 | 92 | 149 | -17.8 | 6.4 | 256.005 | -14.37 | 1876.044 | 1793.9 | 1.2824 | 1282.3837 | 195157.9134
1 | 31 | 14 | 121 | 122 | -18.3 | 7.5 | 249.807 | -15.375 | 1834.128 | 1753.106 | 1.281 | 1280.972 | 194943.0831
1 | 31 | 15 | 204 | 73 | -18.3 | 8.1 | 231.164 | -15.806 | 1681.597 | 1604.588 | 1.3051 | 1305.0563 | 198608.3112
1 | 31 | 16 | 69 | 31 | -18.9 | 6.7 | 82.208 | -18.504 | 594.608 | 543.005 | 1.4024 | 1402.3869 | 213420.4468
1 | 31 | 17 | 0 | 5 | -19.4 | 6.7 | 4.523 | -20.439 | 33.984 | 0 | 1.5381 | 1538.1111 | 234075.4571
1 | 31 | 18 | 0 | 0 | -19.7 | 5.3 | 0 | -19.7 | 0 | 0 | 1.5263 | 1526.3099 | 232279.5083
1 | 31 | 19 | 0 | 0 | -19.3 | 5.8 | 0 | -19.3 | 0 | 0 | 1.4698 | 1469.7578 | 223673.207
1 | 31 | 20 | 0 | 0 | -19.1 | 7.2 | 0 | -19.1 | 0 | 0 | 1.4102 | 1410.1874 | 214607.5575
1 | 31 | 21 | 0 | 0 | -19.3 | 7.2 | 0 | -19.3 | 0 | 0 | 1.3218 | 1321.8279 | 201160.6769
1 | 31 | 22 | 0 | 0 | -20.1 | 7.2 | 0 | -20.1 | 0 | 0 | 1.1929 | 1192.8705 | 181535.4611
1 | 31 | 23 | 0 | 0 | -21.3 | 5.8 | 0 | -21.3 | 0 | 0 | 1.0579 | 1057.9129 | 160997.1122
2 | 1 | 0 | 0 | 0 | -22.3 | 6.4 | 0 | -22.3 | 0 | 0 | 0.92738 | 927.3835 | 141132.6602
2 | 1 | 1 | 0 | 0 | -22.8 | 6.4 | 0 | -22.8 | 0 | 0 | 0.87153 | 871.5321 | 132632.9841
2 | 1 | 2 | 0 | 0 | -22.3 | 5.8 | 0 | -22.3 | 0 | 0 | 0.84323 | 843.2313 | 128326.0634
2 | 1 | 3 | 0 | 0 | -21 | 6.7 | 0 | -21 | 0 | 0 | 0.83372 | 833.7211 | 126878.7705
2 | 1 | 4 | 0 | 0 | -19.4 | 8.1 | 0 | -19.4 | 0 | 0 | 0.84146 | 841.4617 | 128056.7598
2 | 1 | 5 | 0 | 0 | -17.8 | 8.1 | 0 | -17.8 | 0 | 0 | 0.8886 | 888.6 | 135230.4527
2 | 1 | 6 | 0 | 0 | -16.7 | 8.1 | 0 | -16.7 | 0 | 0 | 0.99564 | 995.6406 | 151520.2775
2 | 1 | 7 | 0 | 1 | -17.2 | 8.9 | 0 | -17.2 | 0 | 0 | 1.1149 | 1114.8635 | 169664.0711
2 | 1 | 8 | 0 | 15 | -15.6 | 8.1 | 13.568 | -16.468 | 100.384 | 58.482 | 1.1542 | 1154.1743 | 175646.5258
2 | 1 | 9 | 263 | 43 | -15 | 8.9 | 210.613 | -13.128 | 1487.426 | 1415.365 | 1.1947 | 1194.6783 | 181810.586
2 | 1 | 10 | 234 | 91 | -15.6 | 8.1 | 285.595 | -12.352 | 2059.644 | 1972.488 | 1.2262 | 1226.2153 | 186609.9983
2 | 1 | 11 | 129 | 130 | -14.4 | 5.3 | 266.967 | -10.312 | 1922.719 | 1839.317 | 1.2464 | 1246.3886 | 189680.0395
2 | 1 | 12 | 0 | 106 | -13.9 | 5.8 | 103.802 | -13.019 | 757.594 | 702.538 | 1.2444 | 1244.4256 | 189381.3132
2 | 1 | 13 | 0 | 110 | -13.9 | 4.4 | 109.238 | -12.994 | 797.187 | 741.272 | 1.2379 | 1237.932 | 188393.0818
2 | 1 | 14 | 5 | 111 | -13.3 | 5.8 | 119.101 | -12.362 | 866.725 | 809.287 | 1.2335 | 1233.521 | 187721.8127
2 | 1 | 15 | 32 | 76 | -13.3 | 6.4 | 106.894 | -12.617 | 775.203 | 719.766 | 1.2469 | 1246.8656 | 189752.6334
2 | 1 | 16 | 84 | 33 | -13.3 | 3.6 | 91.018 | -12.7 | 641.633 | 589.046 | 1.2999 | 1299.8575 | 197817.1441
2 | 1 | 17 | 0 | 9 | -13.9 | 4.4 | 8.141 | -15.177 | 59.925 | 18.766 | 1.3922 | 1392.2445 | 211876.9328
2 | 1 | 18 | 0 | 0 | -16.7 | 4.4 | 0 | -16.7 | 0 | 0 | 1.4583 | 1458.2783 | 221926.2002
2 | 1 | 19 | 0 | 0 | -17.2 | 6.4 | 0 | -17.2 | 0 | 0 | 1.4245 | 1424.5476 | 216792.9498
2 | 1 | 20 | 0 | 0 | -17.2 | 6.7 | 0 | -17.2 | 0 | 0 | 1.3678 | 1367.7992 | 208156.7676
2 | 1 | 21 | 0 | 0 | -17.2 | 6.4 | 0 | -17.2 | 0 | 0 | 1.2803 | 1280.3391 | 194846.7527
2 | 1 | 22 | 0 | 0 | -17.8 | 5.3 | 0 | -17.8 | 0 | 0 | 1.1517 | 1151.7405 | 175276.1513
2 | 1 | 23 | 0 | 0 | -17.8 | 3.6 | 0 | -17.8 | 0 | 0 | 1.0202 | 1020.1601 | 155251.7532
2 | 2 | 0 | 0 | 0 | -20 | 2.8 | 0 | -20 | 0 | 0 | 0.92738 | 927.3835 | 141132.6602
2 | 2 | 1 | 0 | 0 | -20 | 2.2 | 0 | -20 | 0 | 0 | 0.87153 | 871.5321 | 132632.9841
2 | 2 | 2 | 0 | 0 | -21.1 | 1.7 | 0 | -21.1 | 0 | 0 | 0.84323 | 843.2313 | 128326.0634
2 | 2 | 3 | 0 | 0 | -20 | 2.2 | 0 | -20 | 0 | 0 | 0.83372 | 833.7211 | 126878.7705
2 | 2 | 4 | 0 | 0 | -16.1 | 3.6 | 0 | -16.1 | 0 | 0 | 0.84146 | 841.4617 | 128056.7598
2 | 2 | 5 | 0 | 0 | -13.3 | 1.7 | 0 | -13.3 | 0 | 0 | 0.8886 | 888.6 | 135230.4527
2 | 2 | 6 | 0 | 0 | -6.1 | 2.8 | 0 | -6.1 | 0 | 0 | 0.99564 | 995.6406 | 151520.2775
2 | 2 | 7 | 0 | 1 | -7.8 | 3.6 | 0 | -7.8 | 0 | 0 | 1.1149 | 1114.8635 | 169664.0711
2 | 2 | 8 | 0 | 14 | -8.9 | 3.6 | 12.52 | -10.446 | 90.44 | 48.722 | 1.1542 | 1154.1743 | 175646.5258
2 | 2 | 9 | 147 | 53 | -7.8 | 3.6 | 155.046 | -5.921 | 1072.443 | 1010.361 | 1.1947 | 1194.6783 | 181810.586
2 | 2 | 10 | 570 | 90 | -6.1 | 4.4 | 520.223 | 3.625 | 3501.652 | 3369.581 | 1.2262 | 1226.2153 | 186609.9983
2 | 2 | 11 | 766 | 71 | -6.1 | 5 | 719.018 | 7.426 | 4794.62 | 4613.906 | 1.2464 | 1246.3886 | 189680.0395
2 | 2 | 12 | 791 | 76 | -5.6 | 4.4 | 787.115 | 10.842 | 5182.403 | 4985.558 | 1.2444 | 1244.4256 | 189381.3132
2 | 2 | 13 | 787 | 76 | -6.1 | 4.4 | 773.227 | 10.186 | 5103.292 | 4909.795 | 1.2379 | 1237.932 | 188393.0818
2 | 2 | 14 | 716 | 70 | -7.8 | 3.6 | 657.467 | 7.834 | 4367.591 | 4203.817 | 1.2335 | 1233.521 | 187721.8127
2 | 2 | 15 | 449 | 67 | -9.4 | 3.6 | 386.404 | -0.378 | 2629.301 | 2525.578 | 1.2469 | 1246.8656 | 189752.6334
2 | 2 | 16 | 298 | 41 | -9.4 | 3.1 | 205.303 | -5.049 | 1376.47 | 1307.157 | 1.2999 | 1299.8575 | 197817.1441
2 | 2 | 17 | 0 | 8 | -12.8 | 1.7 | 7.236 | -14.122 | 53.044 | 12.011 | 1.3922 | 1392.2445 | 211876.9328
2 | 2 | 18 | 0 | 0 | -13.9 | 3.1 | 0 | -13.9 | 0 | 0 | 1.4583 | 1458.2783 | 221926.2002
2 | 2 | 19 | 0 | 0 | -14.4 | 2.8 | 0 | -14.4 | 0 | 0 | 1.4245 | 1424.5476 | 216792.9498
2 | 2 | 20 | 0 | 0 | -16.1 | 3.1 | 0 | -16.1 | 0 | 0 | 1.3678 | 1367.7992 | 208156.7676
2 | 2 | 21 | 0 | 0 | -14.4 | 1.4 | 0 | -14.4 | 0 | 0 | 1.2803 | 1280.3391 | 194846.7527
2 | 2 | 22 | 0 | 0 | -17.2 | 0 | 0 | -17.2 | 0 | 0 | 1.1517 | 1151.7405 | 175276.1513
2 | 2 | 23 | 0 | 0 | -18.3 | 0 | 0 | -18.3 | 0 | 0 | 1.0202 | 1020.1601 | 155251.7532
2 | 3 | 0 | 0 | 0 | -18.9 | 0 | 0 | -18.9 | 0 | 0 | 0.92738 | 927.3835 | 141132.6602
2 | 3 | 1 | 0 | 0 | -21.1 | 0 | 0 | -21.1 | 0 | 0 | 0.87153 | 871.5321 | 132632.9841
2 | 3 | 2 | 0 | 0 | -20.6 | 1.4 | 0 | -20.6 | 0 | 0 | 0.84323 | 843.2313 | 128326.0634
2 | 3 | 3 | 0 | 0 | -19.4 | 1.4 | 0 | -19.4 | 0 | 0 | 0.83372 | 833.7211 | 126878.7705
2 | 3 | 4 | 0 | 0 | -18.3 | 1.4 | 0 | -18.3 | 0 | 0 | 0.84146 | 841.4617 | 128056.7598
2 | 3 | 5 | 0 | 0 | -15.6 | 0 | 0 | -15.6 | 0 | 0 | 0.8886 | 888.6 | 135230.4527
2 | 3 | 6 | 0 | 0 | -15.6 | 1.4 | 0 | -15.6 | 0 | 0 | 0.99564 | 995.6406 | 151520.2775
2 | 3 | 7 | 0 | 1 | -16.7 | 0 | 0 | -16.7 | 0 | 0 | 1.1149 | 1114.8635 | 169664.0711
2 | 3 | 8 | 0 | 11 | -21.1 | 0 | 9.819 | -25.328 | 75.177 | 33.739 | 1.1542 | 1154.1743 | 175646.5258
2 | 3 | 9 | 429 | 37 | -20 | 2.2 | 292.305 | -13.776 | 2058.803 | 1971.671 | 1.1947 | 1194.6783 | 181810.586
2 | 3 | 10 | 662 | 57 | -17.2 | 1.4 | 550.317 | -0.709 | 3768.989 | 3627.51 | 1.2262 | 1226.2153 | 186609.9983
2 | 3 | 11 | 748 | 72 | -16.7 | 3.1 | 714.835 | 0.934 | 4902.111 | 4716.997 | 1.2464 | 1246.3886 | 189680.0395
2 | 3 | 12 | 794 | 76 | -13.3 | 0 | 791.984 | 20.558 | 4991.694 | 4802.871 | 1.2444 | 1244.4256 | 189381.3132
2 | 3 | 13 | 790 | 78 | -12.8 | 0 | 787.71 | 21.426 | 4942.874 | 4756.076 | 1.2379 | 1237.932 | 188393.0818
2 | 3 | 14 | 723 | 82 | -12.2 | 1.7 | 679.174 | 8.88 | 4492.735 | 4324.087 | 1.2335 | 1233.521 | 187721.8127
2 | 3 | 15 | 517 | 69 | -15.6 | 3.1 | 432.055 | -4.606 | 2991.375 | 2876.323 | 1.2469 | 1246.8656 | 189752.6334
2 | 3 | 16 | 90 | 37 | -16.7 | 5 | 98.766 | -15.513 | 704.82 | 650.896 | 1.2999 | 1299.8575 | 197817.1441
2 | 3 | 17 | 0 | 9 | -17.8 | 5 | 8.141 | -18.957 | 60.82 | 19.645 | 1.3922 | 1392.2445 | 211876.9328
2 | 3 | 18 | 0 | 0 | -16.1 | 5.3 | 0 | -16.1 | 0 | 0 | 1.4583 | 1458.2783 | 221926.2002
2 | 3 | 19 | 0 | 0 | -18.3 | 5.8 | 0 | -18.3 | 0 | 0 | 1.4245 | 1424.5476 | 216792.9498
2 | 3 | 20 | 0 | 0 | -18.9 | 5.3 | 0 | -18.9 | 0 | 0 | 1.3678 | 1367.7992 | 208156.7676
2 | 3 | 21 | 0 | 0 | -17.8 | 5 | 0 | -17.8 | 0 | 0 | 1.2803 | 1280.3391 | 194846.7527
2 | 3 | 22 | 0 | 0 | -15.6 | 6.4 | 0 | -15.6 | 0 | 0 | 1.1517 | 1151.7405 | 175276.1513
2 | 3 | 23 | 0 | 0 | -16.1 | 6.4 | 0 | -16.1 | 0 | 0 | 1.0202 | 1020.1601 | 155251.7532
2 | 4 | 0 | 0 | 0 | -16.1 | 5.8 | 0 | -16.1 | 0 | 0 | 0.92738 | 927.3835 | 141132.6602
2 | 4 | 1 | 0 | 0 | -17.2 | 3.1 | 0 | -17.2 | 0 | 0 | 0.87153 | 871.5321 | 132632.9841
2 | 4 | 2 | 0 | 0 | -18.3 | 2.2 | 0 | -18.3 | 0 | 0 | 0.84323 | 843.2313 | 128326.0634
2 | 4 | 3 | 0 | 0 | -20 | 1.7 | 0 | -20 | 0 | 0 | 0.83372 | 833.7211 | 126878.7705
2 | 4 | 4 | 0 | 0 | -17.8 | 0 | 0 | -17.8 | 0 | 0 | 0.84146 | 841.4617 | 128056.7598
2 | 4 | 5 | 0 | 0 | -16.7 | 2.8 | 0 | -16.7 | 0 | 0 | 0.8886 | 888.6 | 135230.4527
2 | 4 | 6 | 0 | 0 | -15.6 | 1.7 | 0 | -15.6 | 0 | 0 | 0.99564 | 995.6406 | 151520.2775
2 | 4 | 7 | 0 | 1 | -16.1 | 1.7 | 0 | -16.1 | 0 | 0 | 1.1149 | 1114.8635 | 169664.0711
2 | 4 | 8 | 0 | 13 | -20.6 | 3.6 | 11.615 | -22.129 | 87.85 | 46.179 | 1.1542 | 1154.1743 | 175646.5258
2 | 4 | 9 | 432 | 38 | -21.1 | 1.4 | 295.806 | -13.88 | 2085.469 | 1997.596 | 1.1947 | 1194.6783 | 181810.586
2 | 4 | 10 | 505 | 65 | -20.6 | 0 | 454.854 | -0.912 | 3121.633 | 3002.354 | 1.2262 | 1226.2153 | 186609.9983
2 | 4 | 11 | 348 | 117 | -18.9 | 2.2 | 450.958 | -6.55 | 3194.773 | 3073.085 | 1.2464 | 1246.3886 | 189680.0395
2 | 4 | 12 | 269 | 146 | -17.8 | 1.4 | 426.083 | -4.326 | 2996.592 | 2881.372 | 1.2444 | 1244.4256 | 189381.3132
2 | 4 | 13 | 711 | 89 | -17.2 | 0 | 738.161 | 13.263 | 4807.816 | 4626.565 | 1.2379 | 1237.932 | 188393.0818
2 | 4 | 14 | 739 | 75 | -18.3 | 1.7 | 685.221 | 3.115 | 4647.225 | 4472.456 | 1.2335 | 1233.521 | 187721.8127
2 | 4 | 15 | 646 | 53 | -20.6 | 1.4 | 496.766 | -3.683 | 3421.803 | 3292.477 | 1.2469 | 1246.8656 | 189752.6334
2 | 4 | 16 | 357 | 45 | -21.7 | 1.4 | 229.061 | -14.039 | 1588.033 | 1513.43 | 1.2999 | 1299.8575 | 197817.1441
2 | 4 | 17 | 0 | 12 | -25.6 | 2.2 | 10.854 | -26.592 | 83.505 | 41.914 | 1.3922 | 1392.2445 | 211876.9328
2 | 4 | 18 | 0 | 0 | -25.6 | 3.1 | 0 | -25.6 | 0 | 0 | 1.4583 | 1458.2783 | 221926.2002
2 | 4 | 19 | 0 | 0 | -25 | 3.1 | 0 | -25 | 0 | 0 | 1.4245 | 1424.5476 | 216792.9498
2 | 4 | 20 | 0 | 0 | -24.4 | 3.1 | 0 | -24.4 | 0 | 0 | 1.3678 | 1367.7992 | 208156.7676
2 | 4 | 21 | 0 | 0 | -23.9 | 3.1 | 0 | -23.9 | 0 | 0 | 1.2803 | 1280.3391 | 194846.7527
2 | 4 | 22 | 0 | 0 | -26.1 | 0.8 | 0 | -26.1 | 0 | 0 | 1.1517 | 1151.7405 | 175276.1513
2 | 4 | 23 | 0 | 0 | -25 | 1.7 | 0 | -25 | 0 | 0 | 1.0202 | 1020.1601 | 155251.7532
2 | 5 | 0 | 0 | 0 | -20.6 | 2.8 | 0 | -20.6 | 0 | 0 | 0.92738 | 927.3835 | 141132.6602
2 | 5 | 1 | 0 | 0 | -18.3 | 2.2 | 0 | -18.3 | 0 | 0 | 0.87153 | 871.5321 | 132632.9841
2 | 5 | 2 | 0 | 0 | -21.1 | 0 | 0 | -21.1 | 0 | 0 | 0.84323 | 843.2313 | 128326.0634
2 | 5 | 3 | 0 | 0 | -20 | 1.7 | 0 | -20 | 0 | 0 | 0.83372 | 833.7211 | 126878.7705
2 | 5 | 4 | 0 | 0 | -20.6 | 1.7 | 0 | -20.6 | 0 | 0 | 0.84146 | 841.4617 | 128056.7598
2 | 5 | 5 | 0 | 0 | -19.4 | 0 | 0 | -19.4 | 0 | 0 | 0.8886 | 888.6 | 135230.4527
2 | 5 | 6 | 0 | 0 | -20 | 0 | 0 | -20 | 0 | 0 | 0.99564 | 995.6406 | 151520.2775
2 | 5 | 7 | 0 | 2 | -23.3 | 0 | 0 | -23.3 | 0 | 0 | 1.1149 | 1114.8635 | 169664.0711
2 | 5 | 8 | 0 | 19 | -23.3 | 0.8 | 18.451 | -25.757 | 141.502 | 98.837 | 1.1542 | 1154.1743 | 175646.5258
2 | 5 | 9 | 86 | 62 | -23.3 | 0.8 | 126.627 | -21.398 | 938.634 | 879.595 | 1.1947 | 1194.6783 | 181810.586
2 | 5 | 10 | 285 | 96 | -22.8 | 0 | 327.138 | -9.675 | 2333.98 | 2239.037 | 1.2262 | 1226.2153 | 186609.9983
2 | 5 | 11 | 622 | 111 | -20 | 0 | 662.171 | 7.351 | 4421.157 | 4255.306 | 1.2464 | 1246.3886 | 189680.0395
2 | 5 | 12 | 609 | 96 | -17.2 | 2.2 | 671.681 | 1.841 | 4600.311 | 4427.413 | 1.2444 | 1244.4256 | 189381.3132
2 | 5 | 13 | 671 | 73 | -17.8 | 2.2 | 686.141 | 1.691 | 4699.598 | 4522.728 | 1.2379 | 1237.932 | 188393.0818
2 | 5 | 14 | 396 | 111 | -16.7 | 2.8 | 466.797 | -4.313 | 3271.298 | 3147.063 | 1.2335 | 1233.521 | 187721.8127
2 | 5 | 15 | 110 | 93 | -17.2 | 0 | 188.56 | -6.111 | 1326.631 | 1258.533 | 1.2469 | 1246.8656 | 189752.6334
2 | 5 | 16 | 43 | 41 | -19.4 | 3.1 | 74.675 | -18.88 | 546.734 | 496.121 | 1.2999 | 1299.8575 | 197817.1441
2 | 5 | 17 | 0 | 6 | -17.2 | 4.4 | 5.427 | -18.555 | 40.483 | 0 | 1.3922 | 1392.2445 | 211876.9328
2 | 5 | 18 | 0 | 0 | -17.8 | 3.9 | 0 | -17.8 | 0 | 0 | 1.4583 | 1458.2783 | 221926.2002
2 | 5 | 19 | 0 | 0 | -18.3 | 3.1 | 0 | -18.3 | 0 | 0 | 1.4245 | 1424.5476 | 216792.9498
2 | 5 | 20 | 0 | 0 | -24.4 | 3.1 | 0 | -24.4 | 0 | 0 | 1.3678 | 1367.7992 | 208156.7676
2 | 5 | 21 | 0 | 0 | -26.1 | 2.2 | 0 | -26.1 | 0 | 0 | 1.2803 | 1280.3391 | 194846.7527
2 | 5 | 22 | 0 | 0 | -27.2 | 1.7 | 0 | -27.2 | 0 | 0 | 1.1517 | 1151.7405 | 175276.1513
2 | 5 | 23 | 0 | 0 | -27.2 | 1.7 | 0 | -27.2 | 0 | 0 | 1.0202 | 1020.1601 | 155251.7532
2 | 6 | 0 | 0 | 0 | -30.6 | 1.7 | 0 | -30.6 | 0 | 0 | 0.92738 | 927.3835 | 141132.6602
2 | 6 | 1 | 0 | 0 | -33.3 | 1.7 | 0 | -33.3 | 0 | 0 | 0.87153 | 871.5321 | 132632.9841
2 | 6 | 2 | 0 | 0 | -31.1 | 1.7 | 0 | -31.1 | 0 | 0 | 0.84323 | 843.2313 | 128326.0634
2 | 6 | 3 | 0 | 0 | -27.8 | 1.4 | 0 | -27.8 | 0 | 0 | 0.83372 | 833.7211 | 126878.7705
2 | 6 | 4 | 0 | 0 | -26.1 | 1.4 | 0 | -26.1 | 0 | 0 | 0.84146 | 841.4617 | 128056.7598
2 | 6 | 5 | 0 | 0 | -24.4 | 0 | 0 | -24.4 | 0 | 0 | 0.8886 | 888.6 | 135230.4527
2 | 6 | 6 | 0 | 0 | -23.9 | 2.2 | 0 | -23.9 | 0 | 0 | 0.99564 | 995.6406 | 151520.2775
2 | 6 | 7 | 0 | 1 | -22.8 | 1.4 | 0 | -22.8 | 0 | 0 | 1.1149 | 1114.8635 | 169664.0711
2 | 6 | 8 | 0 | 10 | -21.1 | 2.2 | 8.918 | -23.11 | 67.703 | 26.401 | 1.1542 | 1154.1743 | 175646.5258
2 | 6 | 9 | 0 | 48 | -20.6 | 2.2 | 46.479 | -21.497 | 350.693 | 304.022 | 1.1947 | 1194.6783 | 181810.586
2 | 6 | 10 | 59 | 106 | -19.4 | 2.8 | 162.374 | -16.968 | 1199.17 | 1134.127 | 1.2262 | 1226.2153 | 186609.9983
2 | 6 | 11 | 161 | 151 | -18.3 | 3.9 | 320.648 | -12.335 | 2328.614 | 2233.827 | 1.2464 | 1246.3886 | 189680.0395
2 | 6 | 12 | 366 | 141 | -17.2 | 2.8 | 501.674 | -5.037 | 3538.047 | 3404.715 | 1.2444 | 1244.4256 | 189381.3132
2 | 6 | 13 | 729 | 95 | -16.7 | 2.8 | 764.674 | 2.671 | 5216.654 | 5018.349 | 1.2379 | 1237.932 | 188393.0818
2 | 6 | 14 | 722 | 65 | -17.2 | 2.2 | 658.139 | 1.836 | 4488.794 | 4320.301 | 1.2335 | 1233.521 | 187721.8127
2 | 6 | 15 | 633 | 46 | -18.3 | 3.9 | 478.699 | -7.598 | 3351.81 | 3224.864 | 1.2469 | 1246.8656 | 189752.6334
2 | 6 | 16 | 229 | 40 | -19.4 | 3.9 | 173.336 | -16.054 | 1222.946 | 1157.339 | 1.2999 | 1299.8575 | 197817.1441
2 | 6 | 17 | 0 | 12 | -23.3 | 3.1 | 10.854 | -24.463 | 82.833 | 41.254 | 1.3922 | 1392.2445 | 211876.9328
2 | 6 | 18 | 0 | 0 | -22.2 | 3.1 | 0 | -22.2 | 0 | 0 | 1.4583 | 1458.2783 | 221926.2002
2 | 6 | 19 | 0 | 0 | -23.3 | 3.6 | 0 | -23.3 | 0 | 0 | 1.4245 | 1424.5476 | 216792.9498
2 | 6 | 20 | 0 | 0 | -20 | 2.8 | 0 | -20 | 0 | 0 | 1.3678 | 1367.7992 | 208156.7676
2 | 6 | 21 | 0 | 0 | -22.2 | 3.6 | 0 | -22.2 | 0 | 0 | 1.2803 | 1280.3391 | 194846.7527
2 | 6 | 22 | 0 | 0 | -19.4 | 5 | 0 | -19.4 | 0 | 0 | 1.1517 | 1151.7405 | 175276.1513
2 | 6 | 23 | 0 | 0 | -18.3 | 3.9 | 0 | -18.3 | 0 | 0 | 1.0202 | 1020.1601 | 155251.7532
2 | 7 | 0 | 0 | 0 | -18.3 | 3.9 | 0 | -18.3 | 0 | 0 | 0.92738 | 927.3835 | 141132.6602
2 | 7 | 1 | 0 | 0 | -16.7 | 5.3 | 0 | -16.7 | 0 | 0 | 0.87153 | 871.5321 | 132632.9841
2 | 7 | 2 | 0 | 0 | -15.6 | 3.9 | 0 | -15.6 | 0 | 0 | 0.84323 | 843.2313 | 128326.0634
2 | 7 | 3 | 0 | 0 | -16.7 | 5.3 | 0 | -16.7 | 0 | 0 | 0.83372 | 833.7211 | 126878.7705
2 | 7 | 4 | 0 | 0 | -15.6 | 4.4 | 0 | -15.6 | 0 | 0 | 0.84146 | 841.4617 | 128056.7598
2 | 7 | 5 | 0 | 0 | -15.6 | 3.9 | 0 | -15.6 | 0 | 0 | 0.8886 | 888.6 | 135230.4527
2 | 7 | 6 | 0 | 0 | -12.2 | 2.8 | 0 | -12.2 | 0 | 0 | 0.99564 | 995.6406 | 151520.2775
2 | 7 | 7 | 0 | 2 | -7.2 | 3.9 | 0 | -7.2 | 0 | 0 | 1.1149 | 1114.8635 | 169664.0711
2 | 7 | 8 | 9 | 26 | -6.7 | 5.3 | 34.179 | -7.483 | 240.895 | 196.352 | 1.1542 | 1154.1743 | 175646.5258
2 | 7 | 9 | 488 | 39 | -5.6 | 6.4 | 328.693 | -1.258 | 2202.175 | 2111.018 | 1.1947 | 1194.6783 | 181810.586
2 | 7 | 10 | 685 | 61 | -3.3 | 6.7 | 577.439 | 5.367 | 3857.844 | 3713.162 | 1.2262 | 1226.2153 | 186609.9983
2 | 7 | 11 | 778 | 68 | -2.2 | 6.7 | 735.954 | 9.37 | 4869.282 | 4685.517 | 1.2464 | 1246.3886 | 189680.0395
2 | 7 | 12 | 835 | 59 | -0.6 | 6.4 | 814.547 | 12.853 | 5317.629 | 5114.991 | 1.2444 | 1244.4256 | 189381.3132
2 | 7 | 13 | 835 | 61 | 0 | 6.7 | 806.851 | 13.02 | 5261.295 | 5061.081 | 1.2379 | 1237.932 | 188393.0818
2 | 7 | 14 | 766 | 66 | 1.7 | 7.2 | 695.164 | 12.35 | 4530.616 | 4360.477 | 1.2335 | 1233.521 | 187721.8127
2 | 7 | 15 | 658 | 52 | 1.1 | 6.4 | 503.184 | 9.231 | 3283.315 | 3158.677 | 1.2469 | 1246.8656 | 189752.6334
2 | 7 | 16 | 443 | 35 | 1.1 | 8.1 | 265.419 | 4.354 | 1701.728 | 1624.196 | 1.2999 | 1299.8575 | 197817.1441
2 | 7 | 17 | 0 | 15 | -1.7 | 5 | 13.568 | -2.485 | 94.863 | 53.063 | 1.3922 | 1392.2445 | 211876.9328
2 | 7 | 18 | 0 | 0 | -3.3 | 5 | 0 | -3.3 | 0 | 0 | 1.4583 | 1458.2783 | 221926.2002
2 | 7 | 19 | 0 | 0 | -7.2 | 3.6 | 0 | -7.2 | 0 | 0 | 1.4245 | 1424.5476 | 216792.9498
2 | 7 | 20 | 0 | 0 | -7.2 | 2.2 | 0 | -7.2 | 0 | 0 | 1.3678 | 1367.7992 | 208156.7676
2 | 7 | 21 | 0 | 0 | -10.6 | 1.7 | 0 | -10.6 | 0 | 0 | 1.2803 | 1280.3391 | 194846.7527
2 | 7 | 22 | 0 | 0 | -10 | 1.4 | 0 | -10 | 0 | 0 | 1.1517 | 1151.7405 | 175276.1513
2 | 7 | 23 | 0 | 0 | -15 | 0 | 0 | -15 | 0 | 0 | 1.0202 | 1020.1601 | 155251.7532
2 | 8 | 0 | 0 | 0 | -16.7 | 2.8 | 0 | -16.7 | 0 | 0 | 0.92738 | 927.3835 | 141132.6602
2 | 8 | 1 | 0 | 0 | -16.1 | 2.2 | 0 | -16.1 | 0 | 0 | 0.87153 | 871.5321 | 132632.9841
2 | 8 | 2 | 0 | 0 | -16.7 | 2.8 | 0 | -16.7 | 0 | 0 | 0.84323 | 843.2313 | 128326.0634
2 | 8 | 3 | 0 | 0 | -15.6 | 2.8 | 0 | -15.6 | 0 | 0 | 0.83372 | 833.7211 | 126878.7705
2 | 8 | 4 | 0 | 0 | -15.6 | 3.1 | 0 | -15.6 | 0 | 0 | 0.84146 | 841.4617 | 128056.7598
2 | 8 | 5 | 0 | 0 | -15 | 1.4 | 0 | -15 | 0 | 0 | 0.8886 | 888.6 | 135230.4527
2 | 8 | 6 | 0 | 0 | -16.7 | 3.6 | 0 | -16.7 | 0 | 0 | 0.99564 | 995.6406 | 151520.2775
2 | 8 | 7 | 0 | 3 | -14.4 | 3.1 | 0 | -14.4 | 0 | 0 | 1.1149 | 1114.8635 | 169664.0711
2 | 8 | 8 | 34 | 29 | -12.8 | 2.8 | 51.598 | -13.476 | 365.417 | 318.456 | 1.1542 | 1154.1743 | 175646.5258
2 | 8 | 9 | 543 | 41 | -12.2 | 3.1 | 361.186 | -4.867 | 2456.213 | 2357.686 | 1.1947 | 1194.6783 | 181810.586
2 | 8 | 10 | 709 | 54 | -8.9 | 2.8 | 582.156 | 5.179 | 3892.055 | 3746.131 | 1.2262 | 1226.2153 | 186609.9983
2 | 8 | 11 | 774 | 65 | -6.7 | 3.1 | 731.249 | 11.03 | 4803.547 | 4622.47 | 1.2464 | 1246.3886 | 189680.0395
2 | 8 | 12 | 840 | 61 | -4.4 | 3.1 | 823.97 | 15.834 | 5308.402 | 5106.162 | 1.2444 | 1244.4256 | 189381.3132
2 | 8 | 13 | 838 | 61 | -3.3 | 1.7 | 811.807 | 21.02 | 5105.724 | 4912.125 | 1.2379 | 1237.932 | 188393.0818
2 | 8 | 14 | 767 | 65 | -2.2 | 1.7 | 697.033 | 18.891 | 4411.705 | 4246.222 | 1.2335 | 1233.521 | 187721.8127
2 | 8 | 15 | 660 | 53 | -2.2 | 2.8 | 507.46 | 10.794 | 3289.904 | 3165.045 | 1.2469 | 1246.8656 | 189752.6334
2 | 8 | 16 | 472 | 35 | -2.2 | 2.8 | 279.624 | 4.523 | 1791.309 | 1711.425 | 1.2999 | 1299.8575 | 197817.1441
2 | 8 | 17 | 0 | 15 | -3.3 | 1.7 | 13.568 | -4.088 | 95.496 | 53.684 | 1.3922 | 1392.2445 | 211876.9328
2 | 8 | 18 | 0 | 0 | -1.1 | 5.3 | 0 | -1.1 | 0 | 0 | 1.4583 | 1458.2783 | 221926.2002
2 | 8 | 19 | 0 | 0 | 0 | 4.4 | 0 | 0 | 0 | 0 | 1.4245 | 1424.5476 | 216792.9498
2 | 8 | 20 | 0 | 0 | -2.2 | 2.2 | 0 | -2.2 | 0 | 0 | 1.3678 | 1367.7992 | 208156.7676
2 | 8 | 21 | 0 | 0 | -3.9 | 4.4 | 0 | -3.9 | 0 | 0 | 1.2803 | 1280.3391 | 194846.7527
2 | 8 | 22 | 0 | 0 | -1.7 | 3.1 | 0 | -1.7 | 0 | 0 | 1.1517 | 1151.7405 | 175276.1513
2 | 8 | 23 | 0 | 0 | -3.9 | 2.2 | 0 | -3.9 | 0 | 0 | 1.0202 | 1020.1601 | 155251.7532
2 | 9 | 0 | 0 | 0 | -6.1 | 2.8 | 0 | -6.1 | 0 | 0 | 0.92738 | 927.3835 | 141132.6602
2 | 9 | 1 | 0 | 0 | -2.8 | 1.7 | 0 | -2.8 | 0 | 0 | 0.87153 | 871.5321 | 132632.9841
2 | 9 | 2 | 0 | 0 | -4.4 | 2.8 | 0 | -4.4 | 0 | 0 | 0.84323 | 843.2313 | 128326.0634
2 | 9 | 3 | 0 | 0 | -3.3 | 1.7 | 0 | -3.3 | 0 | 0 | 0.83372 | 833.7211 | 126878.7705
2 | 9 | 4 | 0 | 0 | -3.9 | 1.4 | 0 | -3.9 | 0 | 0 | 0.84146 | 841.4617 | 128056.7598
2 | 9 | 5 | 0 | 0 | -8.9 | 0.8 | 0 | -8.9 | 0 | 0 | 0.8886 | 888.6 | 135230.4527
2 | 9 | 6 | 0 | 0 | -7.8 | 2.8 | 0 | -7.8 | 0 | 0 | 0.99564 | 995.6406 | 151520.2775
2 | 9 | 7 | 0 | 4 | -8.9 | 3.6 | 0 | -8.9 | 0 | 0 | 1.1149 | 1114.8635 | 169664.0711
2 | 9 | 8 | 96 | 31 | -6.1 | 2.2 | 80.043 | -6.038 | 535.311 | 484.932 | 1.1542 | 1154.1743 | 175646.5258
2 | 9 | 9 | 587 | 40 | -7.2 | 1.7 | 380.035 | 2.186 | 2507.687 | 2407.629 | 1.1947 | 1194.6783 | 181810.586
2 | 9 | 10 | 715 | 67 | -4.4 | 0 | 609.296 | 20.371 | 3809.958 | 3667.006 | 1.2262 | 1226.2153 | 186609.9983
2 | 9 | 11 | 739 | 75 | -6.1 | 1.7 | 723.313 | 15.168 | 4665.962 | 4490.443 | 1.2464 | 1246.3886 | 189680.0395
2 | 9 | 12 | 779 | 62 | -3.3 | 1.7 | 775.334 | 19.661 | 4909.533 | 4724.112 | 1.2444 | 1244.4256 | 189381.3132
2 | 9 | 13 | 669 | 103 | -4.4 | 2.8 | 729.836 | 14.368 | 4733.039 | 4554.821 | 1.2379 | 1237.932 | 188393.0818
2 | 9 | 14 | 355 | 117 | -3.3 | 0.8 | 446.21 | 13.885 | 2894.22 | 2782.269 | 1.2335 | 1233.521 | 187721.8127
2 | 9 | 15 | 469 | 94 | -1.1 | 0 | 439.01 | 18.111 | 2764.324 | 2656.449 | 1.2469 | 1246.8656 | 189752.6334
2 | 9 | 16 | 123 | 37 | -6.1 | 1.7 | 109.694 | -3.233 | 740.883 | 686.186 | 1.2999 | 1299.8575 | 197817.1441
2 | 9 | 17 | 0 | 11 | -2.8 | 1.7 | 9.95 | -4.461 | 70.139 | 28.793 | 1.3922 | 1392.2445 | 211876.9328
2 | 9 | 18 | 0 | 0 | -3.3 | 3.1 | 0 | -3.3 | 0 | 0 | 1.4583 | 1458.2783 | 221926.2002
2 | 9 | 19 | 0 | 0 | -1.7 | 2.2 | 0 | -1.7 | 0 | 0 | 1.4245 | 1424.5476 | 216792.9498
2 | 9 | 20 | 0 | 0 | 2.2 | 3.9 | 0 | 2.2 | 0 | 0 | 1.3678 | 1367.7992 | 208156.7676
2 | 9 | 21 | 0 | 0 | 1.1 | 3.1 | 0 | 1.1 | 0 | 0 | 1.2803 | 1280.3391 | 194846.7527
2 | 9 | 22 | 0 | 0 | 1.7 | 5.3 | 0 | 1.7 | 0 | 0 | 1.1517 | 1151.7405 | 175276.1513
2 | 9 | 23 | 0 | 0 | 4.4 | 5 | 0 | 4.4 | 0 | 0 | 1.0202 | 1020.1601 | 155251.7532
2 | 10 | 0 | 0 | 0 | 2.8 | 3.6 | 0 | 2.8 | 0 | 0 | 0.92738 | 927.3835 | 141132.6602
2 | 10 | 1 | 0 | 0 | 1.7 | 5 | 0 | 1.7 | 0 | 0 | 0.87153 | 871.5321 | 132632.9841
2 | 10 | 2 | 0 | 0 | 0.6 | 5 | 0 | 0.6 | 0 | 0 | 0.84323 | 843.2313 | 128326.0634
2 | 10 | 3 | 0 | 0 | 1.7 | 5 | 0 | 1.7 | 0 | 0 | 0.83372 | 833.7211 | 126878.7705
2 | 10 | 4 | 0 | 0 | 0 | 0.8 | 0 | 0 | 0 | 0 | 0.84146 | 841.4617 | 128056.7598
2 | 10 | 5 | 0 | 0 | -1.1 | 0.8 | 0 | -1.1 | 0 | 0 | 0.8886 | 888.6 | 135230.4527
2 | 10 | 6 | 0 | 0 | -3.9 | 3.9 | 0 | -3.9 | 0 | 0 | 0.99564 | 995.6406 | 151520.2775
2 | 10 | 7 | 0 | 2 | -1.7 | 3.6 | 0 | -1.7 | 0 | 0 | 1.1149 | 1114.8635 | 169664.0711
2 | 10 | 8 | 0 | 22 | 0.6 | 3.1 | 21.404 | -0.776 | 148.588 | 105.79 | 1.1542 | 1154.1743 | 175646.5258
2 | 10 | 9 | 34 | 65 | 0 | 2.8 | 90.8 | 0.401 | 621.589 | 569.422 | 1.1947 | 1194.6783 | 181810.586
2 | 10 | 10 | 118 | 121 | 2.2 | 3.9 | 234.002 | 5.999 | 1570.58 | 1496.422 | 1.2262 | 1226.2153 | 186609.9983
2 | 10 | 11 | 272 | 144 | 2.8 | 3.6 | 413.334 | 11.262 | 2717.416 | 2610.993 | 1.2464 | 1246.3886 | 189680.0395
2 | 10 | 12 | 435 | 142 | 2.2 | 3.9 | 581.599 | 14.555 | 3771.55 | 3629.979 | 1.2444 | 1244.4256 | 189381.3132
2 | 10 | 13 | 649 | 105 | 3.3 | 3.6 | 717.187 | 19.498 | 4544.729 | 4374.033 | 1.2379 | 1237.932 | 188393.0818
2 | 10 | 14 | 381 | 124 | 3.3 | 1.4 | 475.769 | 18.566 | 3021.658 | 2905.63 | 1.2335 | 1233.521 | 187721.8127
2 | 10 | 15 | 211 | 98 | 1.1 | 1.4 | 268.549 | 9.243 | 1766.634 | 1687.402 | 1.2469 | 1246.8656 | 189752.6334
2 | 10 | 16 | 41 | 50 | 1.1 | 0 | 76.015 | 4.634 | 506.648 | 456.856 | 1.2999 | 1299.8575 | 197817.1441
2 | 10 | 17 | 0 | 9 | 1.1 | 2.2 | 8.141 | -0.591 | 56.469 | 15.373 | 1.3922 | 1392.2445 | 211876.9328
2 | 10 | 18 | 0 | 0 | 1.7 | 1.7 | 0 | 1.7 | 0 | 0 | 1.4583 | 1458.2783 | 221926.2002
2 | 10 | 19 | 0 | 0 | 3.9 | 3.6 | 0 | 3.9 | 0 | 0 | 1.4245 | 1424.5476 | 216792.9498
2 | 10 | 20 | 0 | 0 | 3.3 | 6.4 | 0 | 3.3 | 0 | 0 | 1.3678 | 1367.7992 | 208156.7676
2 | 10 | 21 | 0 | 0 | 3.9 | 6.4 | 0 | 3.9 | 0 | 0 | 1.2803 | 1280.3391 | 194846.7527
2 | 10 | 22 | 0 | 0 | 3.3 | 5.3 | 0 | 3.3 | 0 | 0 | 1.1517 | 1151.7405 | 175276.1513
2 | 10 | 23 | 0 | 0 | 1.1 | 6.4 | 0 | 1.1 | 0 | 0 | 1.0202 | 1020.1601 | 155251.7532
2 | 11 | 0 | 0 | 0 | 1.1 | 7.5 | 0 | 1.1 | 0 | 0 | 0.92738 | 927.3835 | 141132.6602
2 | 11 | 1 | 0 | 0 | 0.6 | 4.4 | 0 | 0.6 | 0 | 0 | 0.87153 | 871.5321 | 132632.9841
2 | 11 | 2 | 0 | 0 | 1.7 | 12.5 | 0 | 1.7 | 0 | 0 | 0.84323 | 843.2313 | 128326.0634
2 | 11 | 3 | 0 | 0 | -4.4 | 4.4 | 0 | -4.4 | 0 | 0 | 0.83372 | 833.7211 | 126878.7705
2 | 11 | 4 | 0 | 0 | -3.9 | 3.1 | 0 | -3.9 | 0 | 0 | 0.84146 | 841.4617 | 128056.7598
2 | 11 | 5 | 0 | 0 | -5 | 3.1 | 0 | -5 | 0 | 0 | 0.8886 | 888.6 | 135230.4527
2 | 11 | 6 | 0 | 0 | -5.6 | 4.4 | 0 | -5.6 | 0 | 0 | 0.99564 | 995.6406 | 151520.2775
2 | 11 | 7 | 0 | 4 | -6.1 | 3.1 | 0 | -6.1 | 0 | 0 | 1.1149 | 1114.8635 | 169664.0711
2 | 11 | 8 | 148 | 37 | -8.9 | 2.8 | 107.286 | -8.123 | 716.594 | 662.418 | 1.1542 | 1154.1743 | 175646.5258
2 | 11 | 9 | 435 | 82 | -6.1 | 5 | 354.057 | -0.436 | 2382.738 | 2286.374 | 1.1947 | 1194.6783 | 181810.586
2 | 11 | 10 | 644 | 72 | -7.8 | 5 | 569.438 | 2.515 | 3856.384 | 3711.755 | 1.2262 | 1226.2153 | 186609.9983
2 | 11 | 11 | 490 | 120 | -7.2 | 2.2 | 575.149 | 8.493 | 3824.857 | 3681.368 | 1.2464 | 1246.3886 | 189680.0395
2 | 11 | 12 | 296 | 162 | -6.7 | 1.7 | 472.384 | 7.404 | 3162.502 | 3041.88 | 1.2444 | 1244.4256 | 189381.3132
2 | 11 | 13 | 394 | 148 | -5.6 | 1.4 | 549.161 | 11.145 | 3615.182 | 3479.156 | 1.2379 | 1237.932 | 188393.0818
2 | 11 | 14 | 518 | 109 | -4.4 | 3.9 | 564.344 | 7.9 | 3756.63 | 3615.593 | 1.2335 | 1233.521 | 187721.8127
2 | 11 | 15 | 123 | 109 | -5 | 4.4 | 216.272 | -0.91 | 1490.623 | 1418.483 | 1.2469 | 1246.8656 | 189752.6334
2 | 11 | 16 | 56 | 55 | -5 | 5 | 97.289 | -4.219 | 672.37 | 619.135 | 1.2999 | 1299.8575 | 197817.1441
2 | 11 | 17 | 0 | 11 | -5 | 3.6 | 9.95 | -6.374 | 70.692 | 29.336 | 1.3922 | 1392.2445 | 211876.9328
2 | 11 | 18 | 0 | 0 | -4.4 | 5.3 | 0 | -4.4 | 0 | 0 | 1.4583 | 1458.2783 | 221926.2002
2 | 11 | 19 | 0 | 0 | -5 | 3.6 | 0 | -5 | 0 | 0 | 1.4245 | 1424.5476 | 216792.9498
2 | 11 | 20 | 0 | 0 | -5 | 3.6 | 0 | -5 | 0 | 0 | 1.3678 | 1367.7992 | 208156.7676
2 | 11 | 21 | 0 | 0 | -4.4 | 5.3 | 0 | -4.4 | 0 | 0 | 1.2803 | 1280.3391 | 194846.7527
2 | 11 | 22 | 0 | 0 | -2.2 | 5.3 | 0 | -2.2 | 0 | 0 | 1.1517 | 1151.7405 | 175276.1513
2 | 11 | 23 | 0 | 0 | -1.1 | 5.3 | 0 | -1.1 | 0 | 0 | 1.0202 | 1020.1601 | 155251.7532
2 | 12 | 0 | 0 | 0 | -1.1 | 3.9 | 0 | -1.1 | 0 | 0 | 0.92738 | 927.3835 | 141132.6602
2 | 12 | 1 | 0 | 0 | 0 | 3.9 | 0 | 0 | 0 | 0 | 0.87153 | 871.5321 | 132632.9841
2 | 12 | 2 | 0 | 0 | 0 | 4.4 | 0 | 0 | 0 | 0 | 0.84323 | 843.2313 | 128326.0634
2 | 12 | 3 | 0 | 0 | 0.6 | 5.3 | 0 | 0.6 | 0 | 0 | 0.83372 | 833.7211 | 126878.7705
2 | 12 | 4 | 0 | 0 | 0.6 | 5 | 0 | 0.6 | 0 | 0 | 0.84146 | 841.4617 | 128056.7598
2 | 12 | 5 | 0 | 0 | -1.7 | 3.6 | 0 | -1.7 | 0 | 0 | 0.8886 | 888.6 | 135230.4527
2 | 12 | 6 | 0 | 0 | -2.2 | 4.4 | 0 | -2.2 | 0 | 0 | 0.99564 | 995.6406 | 151520.2775
2 | 12 | 7 | 0 | 2 | -2.8 | 4.4 | 0 | -2.8 | 0 | 0 | 1.1149 | 1114.8635 | 169664.0711
2 | 12 | 8 | 0 | 22 | -2.2 | 5 | 20.934 | -3.271 | 146.848 | 104.083 | 1.1542 | 1154.1743 | 175646.5258
2 | 12 | 9 | 104 | 74 | -0.6 | 4.4 | 148.82 | 0.988 | 1008.656 | 948.035 | 1.1947 | 1194.6783 | 181810.586
2 | 12 | 10 | 265 | 110 | 2.2 | 5 | 333.282 | 7.544 | 2216.323 | 2124.763 | 1.2262 | 1226.2153 | 186609.9983
2 | 12 | 11 | 98 | 177 | 2.2 | 4.4 | 289.537 | 7.401 | 1938.617 | 1854.783 | 1.2464 | 1246.3886 | 189680.0395
2 | 12 | 12 | 181 | 181 | 3.3 | 4.4 | 383.042 | 10.395 | 2532.045 | 2431.26 | 1.2444 | 1244.4256 | 189381.3132
2 | 12 | 13 | 50 | 161 | 4.4 | 5.8 | 224.999 | 7.662 | 1505.895 | 1433.371 | 1.2379 | 1237.932 | 188393.0818
2 | 12 | 14 | 47 | 141 | 5 | 5.3 | 196.282 | 7.683 | 1312.643 | 1244.884 | 1.2335 | 1233.521 | 187721.8127
2 | 12 | 15 | 118 | 112 | 4.4 | 5.8 | 216.699 | 7.254 | 1443.13 | 1372.174 | 1.2469 | 1246.8656 | 189752.6334
2 | 12 | 16 | 227 | 51 | 3.3 | 3.6 | 187.202 | 6.456 | 1211.151 | 1145.824 | 1.2999 | 1299.8575 | 197817.1441
2 | 12 | 17 | 0 | 13 | 3.3 | 3.1 | 11.62 | 2.205 | 79.659 | 38.139 | 1.3922 | 1392.2445 | 211876.9328
2 | 12 | 18 | 0 | 0 | 2.8 | 0.8 | 0 | 2.8 | 0 | 0 | 1.4583 | 1458.2783 | 221926.2002
2 | 12 | 19 | 0 | 0 | 6.1 | 3.9 | 0 | 6.1 | 0 | 0 | 1.4245 | 1424.5476 | 216792.9498
2 | 12 | 20 | 0 | 0 | 3.9 | 4.4 | 0 | 3.9 | 0 | 0 | 1.3678 | 1367.7992 | 208156.7676
2 | 12 | 21 | 0 | 0 | 4.4 | 2.8 | 0 | 4.4 | 0 | 0 | 1.2803 | 1280.3391 | 194846.7527
2 | 12 | 22 | 0 | 0 | 2.2 | 1.7 | 0 | 2.2 | 0 | 0 | 1.1517 | 1151.7405 | 175276.1513
2 | 12 | 23 | 0 | 0 | 1.7 | 3.6 | 0 | 1.7 | 0 | 0 | 1.0202 | 1020.1601 | 155251.7532
2 | 13 | 0 | 0 | 0 | 1.1 | 3.9 | 0 | 1.1 | 0 | 0 | 0.92738 | 927.3835 | 141132.6602
2 | 13 | 1 | 0 | 0 | -2.2 | 3.6 | 0 | -2.2 | 0 | 0 | 0.87153 | 871.5321 | 132632.9841
2 | 13 | 2 | 0 | 0 | -3.3 | 2.8 | 0 | -3.3 | 0 | 0 | 0.84323 | 843.2313 | 128326.0634
2 | 13 | 3 | 0 | 0 | -2.8 | 2.2 | 0 | -2.8 | 0 | 0 | 0.83372 | 833.7211 | 126878.7705
2 | 13 | 4 | 0 | 0 | -7.2 | 1.7 | 0 | -7.2 | 0 | 0 | 0.84146 | 841.4617 | 128056.7598
2 | 13 | 5 | 0 | 0 | -7.2 | 3.1 | 0 | -7.2 | 0 | 0 | 0.8886 | 888.6 | 135230.4527
2 | 13 | 6 | 0 | 0 | -6.7 | 1.7 | 0 | -6.7 | 0 | 0 | 0.99564 | 995.6406 | 151520.2775
2 | 13 | 7 | 0 | 3 | -7.2 | 2.2 | 0 | -7.2 | 0 | 0 | 1.1149 | 1114.8635 | 169664.0711
2 | 13 | 8 | 118 | 26 | -6.1 | 2.8 | 84.673 | -5.908 | 559.716 | 508.836 | 1.1542 | 1154.1743 | 175646.5258
2 | 13 | 9 | 293 | 65 | -5 | 5 | 258.148 | -1.264 | 1748.454 | 1669.7 | 1.1947 | 1194.6783 | 181810.586
2 | 13 | 10 | 526 | 75 | -4.4 | 0.8 | 493.177 | 11.669 | 3213.2 | 3090.901 | 1.2262 | 1226.2153 | 186609.9983
2 | 13 | 11 | 496 | 122 | -1.7 | 1.4 | 584.946 | 16.004 | 3763.34 | 3622.062 | 1.2464 | 1246.3886 | 189680.0395
2 | 13 | 12 | 662 | 158 | 0 | 3.6 | 802.311 | 18.225 | 5117.403 | 4923.312 | 1.2444 | 1244.4256 | 189381.3132
2 | 13 | 13 | 573 | 128 | 1.1 | 0.8 | 679.991 | 25.658 | 4189.029 | 4032.083 | 1.2379 | 1237.932 | 188393.0818
2 | 13 | 14 | 159 | 152 | 1.1 | 4.4 | 312.762 | 7.469 | 2090.741 | 2002.72 | 1.2335 | 1233.521 | 187721.8127
2 | 13 | 15 | 438 | 82 | 4.4 | 5 | 407.508 | 11.486 | 2645.57 | 2541.351 | 1.2469 | 1246.8656 | 189752.6334
2 | 13 | 16 | 351 | 68 | 2.8 | 2.2 | 265.904 | 9.393 | 1693.085 | 1615.777 | 1.2999 | 1299.8575 | 197817.1441
2 | 13 | 17 | 6 | 25 | -0.6 | 0 | 28.954 | 0.99 | 197.28 | 153.567 | 1.3922 | 1392.2445 | 211876.9328
2 | 13 | 18 | 0 | 0 | -3.9 | 0 | 0 | -3.9 | 0 | 0 | 1.4583 | 1458.2783 | 221926.2002
2 | 13 | 19 | 0 | 0 | -7.2 | 0 | 0 | -7.2 | 0 | 0 | 1.4245 | 1424.5476 | 216792.9498
2 | 13 | 20 | 0 | 0 | -7.2 | 0 | 0 | -7.2 | 0 | 0 | 1.3678 | 1367.7992 | 208156.7676
2 | 13 | 21 | 0 | 0 | -10.6 | 2.8 | 0 | -10.6 | 0 | 0 | 1.2803 | 1280.3391 | 194846.7527
2 | 13 | 22 | 0 | 0 | -9.4 | 1.7 | 0 | -9.4 | 0 | 0 | 1.1517 | 1151.7405 | 175276.1513
2 | 13 | 23 | 0 | 0 | -10 | 2.8 | 0 | -10 | 0 | 0 | 1.0202 | 1020.1601 | 155251.7532
2 | 14 | 0 | 0 | 0 | -5.6 | 2.2 | 0 | -5.6 | 0 | 0 | 0.92738 | 927.3835 | 141132.6602
2 | 14 | 1 | 0 | 0 | -6.7 | 3.9 | 0 | -6.7 | 0 | 0 | 0.87153 | 871.5321 | 132632.9841
2 | 14 | 2 | 0 | 0 | -4.4 | 3.6 | 0 | -4.4 | 0 | 0 | 0.84323 | 843.2313 | 128326.0634
2 | 14 | 3 | 0 | 0 | -7.8 | 2.2 | 0 | -7.8 | 0 | 0 | 0.83372 | 833.7211 | 126878.7705
2 | 14 | 4 | 0 | 0 | -4.4 | 1.4 | 0 | -4.4 | 0 | 0 | 0.84146 | 841.4617 | 128056.7598
2 | 14 | 5 | 0 | 0 | -5 | 3.9 | 0 | -5 | 0 | 0 | 0.8886 | 888.6 | 135230.4527
2 | 14 | 6 | 0 | 0 | -3.9 | 3.9 | 0 | -3.9 | 0 | 0 | 0.99564 | 995.6406 | 151520.2775
2 | 14 | 7 | 0 | 3 | -3.3 | 5 | 0 | -3.3 | 0 | 0 | 1.1149 | 1114.8635 | 169664.0711
2 | 14 | 8 | 42 | 26 | -3.3 | 3.6 | 47.108 | -3.956 | 316.944 | 270.933 | 1.1542 | 1154.1743 | 175646.5258
2 | 14 | 9 | 220 | 69 | -3.3 | 3.9 | 212.928 | -0.094 | 1439.03 | 1368.175 | 1.1947 | 1194.6783 | 181810.586
2 | 14 | 10 | 521 | 94 | -2.2 | 5.3 | 508.848 | 6.382 | 3394.801 | 3266.396 | 1.2262 | 1226.2153 | 186609.9983
2 | 14 | 11 | 658 | 102 | -1.1 | 5.3 | 700.594 | 11.579 | 4596.249 | 4423.511 | 1.2464 | 1246.3886 | 189680.0395
2 | 14 | 12 | 396 | 161 | -0.6 | 4.4 | 559.144 | 11.003 | 3684.821 | 3546.34 | 1.2444 | 1244.4256 | 189381.3132
2 | 14 | 13 | 118 | 181 | -0.6 | 3.1 | 326.042 | 7.113 | 2186.755 | 2096.035 | 1.2379 | 1237.932 | 188393.0818
2 | 14 | 14 | 89 | 163 | 0 | 5 | 259.3 | 4.175 | 1759.718 | 1680.667 | 1.2335 | 1233.521 | 187721.8127
2 | 14 | 15 | 52 | 109 | 0.6 | 5.3 | 156.792 | 2.561 | 1068.628 | 1006.633 | 1.2469 | 1246.8656 | 189752.6334
2 | 14 | 16 | 81 | 63 | 0 | 6.4 | 118.471 | 0.936 | 798.95 | 742.997 | 1.2999 | 1299.8575 | 197817.1441
2 | 14 | 17 | 0 | 22 | 0.6 | 6.7 | 22.402 | -0.123 | 155.094 | 112.175 | 1.3922 | 1392.2445 | 211876.9328
2 | 14 | 18 | 0 | 0 | -0.6 | 5.3 | 0 | -0.6 | 0 | 0 | 1.4583 | 1458.2783 | 221926.2002
2 | 14 | 19 | 0 | 0 | -1.1 | 5.3 | 0 | -1.1 | 0 | 0 | 1.4245 | 1424.5476 | 216792.9498
2 | 14 | 20 | 0 | 0 | -3.3 | 6.4 | 0 | -3.3 | 0 | 0 | 1.3678 | 1367.7992 | 208156.7676
2 | 14 | 21 | 0 | 0 | -4.4 | 5.3 | 0 | -4.4 | 0 | 0 | 1.2803 | 1280.3391 | 194846.7527
2 | 14 | 22 | 0 | 0 | -2.2 | 5.3 | 0 | -2.2 | 0 | 0 | 1.1517 | 1151.7405 | 175276.1513
2 | 14 | 23 | 0 | 0 | -2.8 | 3.1 | 0 | -2.8 | 0 | 0 | 1.0202 | 1020.1601 | 155251.7532
2 | 15 | 0 | 0 | 0 | -4.4 | 1.7 | 0 | -4.4 | 0 | 0 | 0.92738 | 927.3835 | 141132.6602
2 | 15 | 1 | 0 | 0 | -3.9 | 1.7 | 0 | -3.9 | 0 | 0 | 0.87153 | 871.5321 | 132632.9841
2 | 15 | 2 | 0 | 0 | -1.7 | 2.2 | 0 | -1.7 | 0 | 0 | 0.84323 | 843.2313 | 128326.0634
2 | 15 | 3 | 0 | 0 | -2.8 | 0 | 0 | -2.8 | 0 | 0 | 0.83372 | 833.7211 | 126878.7705
2 | 15 | 4 | 0 | 0 | -3.3 | 0 | 0 | -3.3 | 0 | 0 | 0.84146 | 841.4617 | 128056.7598
2 | 15 | 5 | 0 | 0 | -3.3 | 3.6 | 0 | -3.3 | 0 | 0 | 0.8886 | 888.6 | 135230.4527
2 | 15 | 6 | 0 | 0 | -3.3 | 5 | 0 | -3.3 | 0 | 0 | 0.99564 | 995.6406 | 151520.2775
2 | 15 | 7 | 0 | 3 | -3.3 | 3.1 | 2.714 | -5.142 | 19.182 | 0 | 1.1149 | 1114.8635 | 169664.0711
2 | 15 | 8 | 24 | 25 | -2.8 | 2.8 | 34.491 | -3.939 | 234.37 | 189.952 | 1.1542 | 1154.1743 | 175646.5258
2 | 15 | 9 | 98 | 78 | -0.6 | 2.8 | 149.279 | 1.351 | 1011.804 | 951.111 | 1.1947 | 1194.6783 | 181810.586
2 | 15 | 10 | 1 | 103 | 0.6 | 4.4 | 101.817 | 1.446 | 700.183 | 646.357 | 1.2262 | 1226.2153 | 186609.9983
2 | 15 | 11 | 8 | 157 | 3.3 | 4.4 | 168.044 | 5.474 | 1135.832 | 1072.278 | 1.2464 | 1246.3886 | 189680.0395
2 | 15 | 12 | 89 | 172 | 2.8 | 4.4 | 271.902 | 7.305 | 1822.501 | 1741.789 | 1.2444 | 1244.4256 | 189381.3132
2 | 15 | 13 | 46 | 183 | 3.3 | 3.9 | 250.082 | 7.88 | 1672.422 | 1595.651 | 1.2379 | 1237.932 | 188393.0818
2 | 15 | 14 | 166 | 160 | 2.8 | 3.6 | 328.541 | 9.337 | 2178.712 | 2088.22 | 1.2335 | 1233.521 | 187721.8127
2 | 15 | 15 | 318 | 100 | 1.7 | 1.4 | 353.119 | 11.716 | 2296.325 | 2202.472 | 1.2469 | 1246.8656 | 189752.6334
2 | 15 | 16 | 270 | 55 | 1.7 | 0 | 212.736 | 11.66 | 1344.392 | 1275.862 | 1.2999 | 1299.8575 | 197817.1441
2 | 15 | 17 | 44 | 32 | -1.1 | 2.8 | 56.362 | -1.007 | 374.994 | 327.844 | 1.3922 | 1392.2445 | 211876.9328
2 | 15 | 18 | 0 | 0 | -2.2 | 2.2 | 0 | -2.2 | 0 | 0 | 1.4583 | 1458.2783 | 221926.2002
2 | 15 | 19 | 0 | 0 | -3.9 | 2.8 | 0 | -3.9 | 0 | 0 | 1.4245 | 1424.5476 | 216792.9498
2 | 15 | 20 | 0 | 0 | -4.4 | 3.9 | 0 | -4.4 | 0 | 0 | 1.3678 | 1367.7992 | 208156.7676
2 | 15 | 21 | 0 | 0 | -2.2 | 4.4 | 0 | -2.2 | 0 | 0 | 1.2803 | 1280.3391 | 194846.7527
2 | 15 | 22 | 0 | 0 | -1.7 | 5.8 | 0 | -1.7 | 0 | 0 | 1.1517 | 1151.7405 | 175276.1513
2 | 15 | 23 | 0 | 0 | -6.7 | 4.4 | 0 | -6.7 | 0 | 0 | 1.0202 | 1020.1601 | 155251.7532
2 | 16 | 0 | 0 | 0 | -6.1 | 3.1 | 0 | -6.1 | 0 | 0 | 0.92738 | 927.3835 | 141132.6602
2 | 16 | 1 | 0 | 0 | -4.4 | 3.1 | 0 | -4.4 | 0 | 0 | 0.87153 | 871.5321 | 132632.9841
2 | 16 | 2 | 0 | 0 | -7.8 | 5.8 | 0 | -7.8 | 0 | 0 | 0.84323 | 843.2313 | 128326.0634
2 | 16 | 3 | 0 | 0 | -6.7 | 2.8 | 0 | -6.7 | 0 | 0 | 0.83372 | 833.7211 | 126878.7705
2 | 16 | 4 | 0 | 0 | -8.3 | 5 | 0 | -8.3 | 0 | 0 | 0.84146 | 841.4617 | 128056.7598
2 | 16 | 5 | 0 | 0 | -8.9 | 5.3 | 0 | -8.9 | 0 | 0 | 0.8886 | 888.6 | 135230.4527
2 | 16 | 6 | 0 | 0 | -7.2 | 5.3 | 0 | -7.2 | 0 | 0 | 0.99564 | 995.6406 | 151520.2775
2 | 16 | 7 | 0 | 8 | -8.3 | 6.7 | 7.236 | -9.354 | 52.04 | 11.025 | 1.1149 | 1114.8635 | 169664.0711
2 | 16 | 8 | 217 | 39 | -4.4 | 4.4 | 137.218 | -3.096 | 888.067 | 830.155 | 1.1542 | 1154.1743 | 175646.5258
2 | 16 | 9 | 113 | 84 | -3.9 | 3.6 | 165.526 | -1.452 | 1134.773 | 1071.243 | 1.1947 | 1194.6783 | 181810.586
2 | 16 | 10 | 328 | 115 | -2.2 | 3.6 | 385.595 | 5.508 | 2587.105 | 2484.662 | 1.2262 | 1226.2153 | 186609.9983
2 | 16 | 11 | 252 | 162 | 1.7 | 5.3 | 421.921 | 8.909 | 2804.472 | 2695.345 | 1.2464 | 1246.3886 | 189680.0395
2 | 16 | 12 | 72 | 182 | 1.7 | 4.4 | 270.175 | 6.663 | 1816.219 | 1735.674 | 1.2444 | 1244.4256 | 189381.3132
2 | 16 | 13 | 72 | 175 | 2.2 | 6.4 | 260.293 | 5.695 | 1756.933 | 1677.956 | 1.2379 | 1237.932 | 188393.0818
2 | 16 | 14 | 67 | 151 | 2.2 | 3.1 | 222.689 | 6.536 | 1496.414 | 1424.128 | 1.2335 | 1233.521 | 187721.8127
2 | 16 | 15 | 56 | 115 | 2.2 | 6.4 | 166.195 | 4.037 | 1125.683 | 1062.366 | 1.2469 | 1246.8656 | 189752.6334
2 | 16 | 16 | 84 | 68 | 1.7 | 3.1 | 125.607 | 3.376 | 839.077 | 782.247 | 1.2999 | 1299.8575 | 197817.1441
2 | 16 | 17 | 0 | 18 | 0.6 | 3.6 | 16.719 | -0.516 | 115.941 | 73.751 | 1.3922 | 1392.2445 | 211876.9328
2 | 16 | 18 | 0 | 1 | 0.6 | 5.8 | 0 | 0.6 | 0 | 0 | 1.4583 | 1458.2783 | 221926.2002
2 | 16 | 19 | 0 | 0 | -2.2 | 7.5 | 0 | -2.2 | 0 | 0 | 1.4245 | 1424.5476 | 216792.9498
2 | 16 | 20 | 0 | 0 | -7.2 | 8.1 | 0 | -7.2 | 0 | 0 | 1.3678 | 1367.7992 | 208156.7676
2 | 16 | 21 | 0 | 0 | -8.9 | 5.8 | 0 | -8.9 | 0 | 0 | 1.2803 | 1280.3391 | 194846.7527
2 | 16 | 22 | 0 | 0 | -8.9 | 3.6 | 0 | -8.9 | 0 | 0 | 1.1517 | 1151.7405 | 175276.1513
2 | 16 | 23 | 0 | 0 | -10.6 | 4.4 | 0 | -10.6 | 0 | 0 | 1.0202 | 1020.1601 | 155251.7532
2 | 17 | 0 | 0 | 0 | -11.7 | 1.4 | 0 | -11.7 | 0 | 0 | 0.92738 | 927.3835 | 141132.6602
2 | 17 | 1 | 0 | 0 | -11.7 | 1.7 | 0 | -11.7 | 0 | 0 | 0.87153 | 871.5321 | 132632.9841
2 | 17 | 2 | 0 | 0 | -11.1 | 2.2 | 0 | -11.1 | 0 | 0 | 0.84323 | 843.2313 | 128326.0634
2 | 17 | 3 | 0 | 0 | -11.7 | 0 | 0 | -11.7 | 0 | 0 | 0.83372 | 833.7211 | 126878.7705
2 | 17 | 4 | 0 | 0 | -12.2 | 0 | 0 | -12.2 | 0 | 0 | 0.84146 | 841.4617 | 128056.7598
2 | 17 | 5 | 0 | 0 | -12.8 | 0 | 0 | -12.8 | 0 | 0 | 0.8886 | 888.6 | 135230.4527
2 | 17 | 6 | 0 | 0 | -14.4 | 0.8 | 0 | -14.4 | 0 | 0 | 0.99564 | 995.6406 | 151520.2775
2 | 17 | 7 | 0 | 4 | -16.1 | 1.7 | 3.618 | -18.429 | 26.976 | 0 | 1.1149 | 1114.8635 | 169664.0711
2 | 17 | 8 | 101 | 28 | -15.6 | 2.8 | 76.311 | -15.643 | 526.893 | 476.687 | 1.1542 | 1154.1743 | 175646.5258
2 | 17 | 9 | 455 | 67 | -11.1 | 2.2 | 353.872 | -3.06 | 2409.8 | 2312.642 | 1.1947 | 1194.6783 | 181810.586
2 | 17 | 10 | 700 | 98 | -10 | 1.7 | 649.931 | 8.41 | 4298.451 | 4137.339 | 1.2262 | 1226.2153 | 186609.9983
2 | 17 | 11 | 802 | 81 | -8.9 | 0 | 794.583 | 24.206 | 4922.189 | 4736.248 | 1.2464 | 1246.3886 | 189680.0395
2 | 17 | 12 | 870 | 68 | -7.8 | 2.2 | 882.079 | 16.701 | 5665.097 | 5447.177 | 1.2444 | 1244.4256 | 189381.3132
2 | 17 | 13 | 869 | 70 | -7.2 | 1.4 | 872.697 | 20.647 | 5502.973 | 5292.255 | 1.2379 | 1237.932 | 188393.0818
2 | 17 | 14 | 840 | 66 | -7.2 | 2.2 | 775.876 | 14.778 | 5009.797 | 4820.22 | 1.2335 | 1233.521 | 187721.8127
2 | 17 | 15 | 739 | 61 | -7.8 | 2.2 | 584.83 | 8.878 | 3834.712 | 3690.868 | 1.2469 | 1246.8656 | 189752.6334
2 | 17 | 16 | 598 | 39 | -10 | 2.2 | 349.284 | -0.258 | 2292.524 | 2198.781 | 1.2999 | 1299.8575 | 197817.1441
2 | 17 | 17 | 81 | 31 | -11.1 | 3.1 | 67.174 | -10.342 | 452.892 | 404.189 | 1.3922 | 1392.2445 | 211876.9328
2 | 17 | 18 | 0 | 1 | -11.1 | 2.8 | 0 | -11.1 | 0 | 0 | 1.4583 | 1458.2783 | 221926.2002
2 | 17 | 19 | 0 | 0 | -15 | 1.4 | 0 | -15 | 0 | 0 | 1.4245 | 1424.5476 | 216792.9498
2 | 17 | 20 | 0 | 0 | -13.3 | 2.8 | 0 | -13.3 | 0 | 0 | 1.3678 | 1367.7992 | 208156.7676
2 | 17 | 21 | 0 | 0 | -12.8 | 2.2 | 0 | -12.8 | 0 | 0 | 1.2803 | 1280.3391 | 194846.7527
2 | 17 | 22 | 0 | 0 | -11.7 | 1.7 | 0 | -11.7 | 0 | 0 | 1.1517 | 1151.7405 | 175276.1513
2 | 17 | 23 | 0 | 0 | -13.9 | 3.6 | 0 | -13.9 | 0 | 0 | 1.0202 | 1020.1601 | 155251.7532
2 | 18 | 0 | 0 | 0 | -9.4 | 3.9 | 0 | -9.4 | 0 | 0 | 0.92738 | 927.3835 | 141132.6602
2 | 18 | 1 | 0 | 0 | -13.3 | 2.8 | 0 | -13.3 | 0 | 0 | 0.87153 | 871.5321 | 132632.9841
2 | 18 | 2 | 0 | 0 | -13.9 | 2.8 | 0 | -13.9 | 0 | 0 | 0.84323 | 843.2313 | 128326.0634
2 | 18 | 3 | 0 | 0 | -12.2 | 3.6 | 0 | -12.2 | 0 | 0 | 0.83372 | 833.7211 | 126878.7705
2 | 18 | 4 | 0 | 0 | -7.8 | 6.4 | 0 | -7.8 | 0 | 0 | 0.84146 | 841.4617 | 128056.7598
2 | 18 | 5 | 0 | 0 | -8.3 | 6.7 | 0 | -8.3 | 0 | 0 | 0.8886 | 888.6 | 135230.4527
2 | 18 | 6 | 0 | 0 | -10.6 | 2.8 | 0 | -10.6 | 0 | 0 | 0.99564 | 995.6406 | 151520.2775
2 | 18 | 7 | 0 | 8 | -12.8 | 3.6 | 7.236 | -14.315 | 53.085 | 12.051 | 1.1149 | 1114.8635 | 169664.0711
2 | 18 | 8 | 201 | 37 | -13.9 | 1.7 | 131.305 | -12.278 | 885.524 | 827.669 | 1.1542 | 1154.1743 | 175646.5258
2 | 18 | 9 | 275 | 65 | -12.2 | 4.4 | 250.035 | -8.243 | 1747.258 | 1668.535 | 1.1947 | 1194.6783 | 181810.586
2 | 18 | 10 | 624 | 129 | -9.4 | 4.4 | 631.237 | 2.865 | 4279.754 | 4119.358 | 1.2262 | 1226.2153 | 186609.9983
2 | 18 | 11 | 429 | 151 | -7.8 | 3.9 | 570.912 | 4.853 | 3860.663 | 3715.879 | 1.2464 | 1246.3886 | 189680.0395
2 | 18 | 12 | 768 | 115 | -7.8 | 3.1 | 859.163 | 12.995 | 5611.69 | 5396.157 | 1.2444 | 1244.4256 | 189381.3132
2 | 18 | 13 | 872 | 72 | -7.2 | 2.8 | 880.43 | 15.597 | 5681.378 | 5462.729 | 1.2379 | 1237.932 | 188393.0818
2 | 18 | 14 | 844 | 68 | -6.1 | 1.7 | 783.868 | 17.849 | 4992.441 | 4803.587 | 1.2335 | 1233.521 | 187721.8127
2 | 18 | 15 | 745 | 63 | -7.2 | 0.6 | 592.945 | 16.445 | 3760.636 | 3619.456 | 1.2469 | 1246.8656 | 189752.6334
2 | 18 | 16 | 600 | 41 | -8.9 | 1.4 | 353.698 | 2.676 | 2295.156 | 2201.337 | 1.2999 | 1299.8575 | 197817.1441
2 | 18 | 17 | 71 | 34 | -9.4 | 0 | 65.97 | -4.866 | 438.158 | 389.751 | 1.3922 | 1392.2445 | 211876.9328
2 | 18 | 18 | 0 | 1 | -16.7 | 0.8 | 0 | -16.7 | 0 | 0 | 1.4583 | 1458.2783 | 221926.2002
2 | 18 | 19 | 0 | 0 | -16.7 | 0 | 0 | -16.7 | 0 | 0 | 1.4245 | 1424.5476 | 216792.9498
2 | 18 | 20 | 0 | 0 | -19.4 | 0 | 0 | -19.4 | 0 | 0 | 1.3678 | 1367.7992 | 208156.7676
2 | 18 | 21 | 0 | 0 | -18.9 | 1.4 | 0 | -18.9 | 0 | 0 | 1.2803 | 1280.3391 | 194846.7527
2 | 18 | 22 | 0 | 0 | -18.3 | 0 | 0 | -18.3 | 0 | 0 | 1.1517 | 1151.7405 | 175276.1513
2 | 18 | 23 | 0 | 0 | -19.4 | 0 | 0 | -19.4 | 0 | 0 | 1.0202 | 1020.1601 | 155251.7532
2 | 19 | 0 | 0 | 0 | -20.6 | 0 | 0 | -20.6 | 0 | 0 | 0.92738 | 927.3835 | 141132.6602
2 | 19 | 1 | 0 | 0 | -22.2 | 0 | 0 | -22.2 | 0 | 0 | 0.87153 | 871.5321 | 132632.9841
2 | 19 | 2 | 0 | 0 | -22.8 | 0 | 0 | -22.8 | 0 | 0 | 0.84323 | 843.2313 | 128326.0634
2 | 19 | 3 | 0 | 0 | -17.8 | 0 | 0 | -17.8 | 0 | 0 | 0.83372 | 833.7211 | 126878.7705
2 | 19 | 4 | 0 | 0 | -15 | 2.2 | 0 | -15 | 0 | 0 | 0.84146 | 841.4617 | 128056.7598
2 | 19 | 5 | 0 | 0 | -13.3 | 1.4 | 0 | -13.3 | 0 | 0 | 0.8886 | 888.6 | 135230.4527
2 | 19 | 6 | 0 | 0 | -11.7 | 2.2 | 0 | -11.7 | 0 | 0 | 0.99564 | 995.6406 | 151520.2775
2 | 19 | 7 | 0 | 4 | -10 | 3.9 | 3.618 | -11.537 | 26.25 | 0 | 1.1149 | 1114.8635 | 169664.0711
2 | 19 | 8 | 0 | 28 | -10.6 | 4.4 | 26.164 | -11.674 | 189.929 | 146.355 | 1.1542 | 1154.1743 | 175646.5258
2 | 19 | 9 | 32 | 83 | -9.4 | 6.4 | 108.003 | -8.815 | 770.107 | 714.78 | 1.1947 | 1194.6783 | 181810.586
2 | 19 | 10 | 164 | 149 | -8.9 | 2.8 | 300.957 | -2.753 | 2097.256 | 2009.053 | 1.2262 | 1226.2153 | 186609.9983
2 | 19 | 11 | 165 | 168 | -7.2 | 3.9 | 341.281 | -0.491 | 2362.897 | 2267.113 | 1.2464 | 1246.3886 | 189680.0395
2 | 19 | 12 | 163 | 186 | -6.7 | 3.9 | 370.832 | 0.77 | 2555.876 | 2454.374 | 1.2444 | 1244.4256 | 189381.3132
2 | 19 | 13 | 135 | 224 | -6.7 | 3.9 | 398.495 | 1.465 | 2738.656 | 2631.577 | 1.2379 | 1237.932 | 188393.0818
2 | 19 | 14 | 265 | 165 | -7.2 | 1.7 | 427.334 | 4.902 | 2888.093 | 2776.336 | 1.2335 | 1233.521 | 187721.8127
2 | 19 | 15 | 267 | 118 | -6.7 | 1.7 | 331.497 | 2.716 | 2245.669 | 2153.272 | 1.2469 | 1246.8656 | 189752.6334
2 | 19 | 16 | 362 | 70 | -6.7 | 0.8 | 276.166 | 2.584 | 1815.548 | 1735.021 | 1.2999 | 1299.8575 | 197817.1441
2 | 19 | 17 | 20 | 26 | -7.2 | 0 | 34.428 | -5.102 | 235.501 | 191.061 | 1.3922 | 1392.2445 | 211876.9328
2 | 19 | 18 | 0 | 1 | -7.8 | 1.7 | 0 | -7.8 | 0 | 0 | 1.4583 | 1458.2783 | 221926.2002
2 | 19 | 19 | 0 | 0 | -8.9 | 1.7 | 0 | -8.9 | 0 | 0 | 1.4245 | 1424.5476 | 216792.9498
2 | 19 | 20 | 0 | 0 | -11.7 | 2.2 | 0 | -11.7 | 0 | 0 | 1.3678 | 1367.7992 | 208156.7676
2 | 19 | 21 | 0 | 0 | -13.9 | 2.8 | 0 | -13.9 | 0 | 0 | 1.2803 | 1280.3391 | 194846.7527
2 | 19 | 22 | 0 | 0 | -15 | 2.2 | 0 | -15 | 0 | 0 | 1.1517 | 1151.7405 | 175276.1513
2 | 19 | 23 | 0 | 0 | -14.4 | 3.1 | 0 | -14.4 | 0 | 0 | 1.0202 | 1020.1601 | 155251.7532
2 | 20 | 0 | 0 | 0 | -16.7 | 2.8 | 0 | -16.7 | 0 | 0 | 0.92738 | 927.3835 | 141132.6602
2 | 20 | 1 | 0 | 0 | -16.1 | 1.7 | 0 | -16.1 | 0 | 0 | 0.87153 | 871.5321 | 132632.9841
2 | 20 | 2 | 0 | 0 | -16.7 | 2.8 | 0 | -16.7 | 0 | 0 | 0.84323 | 843.2313 | 128326.0634
2 | 20 | 3 | 0 | 0 | -17.8 | 1.4 | 0 | -17.8 | 0 | 0 | 0.83372 | 833.7211 | 126878.7705
2 | 20 | 4 | 0 | 0 | -18.9 | 1.7 | 0 | -18.9 | 0 | 0 | 0.84146 | 841.4617 | 128056.7598
2 | 20 | 5 | 0 | 0 | -18.9 | 1.4 | 0 | -18.9 | 0 | 0 | 0.8886 | 888.6 | 135230.4527
2 | 20 | 6 | 0 | 0 | -17.2 | 2.8 | 0 | -17.2 | 0 | 0 | 0.99564 | 995.6406 | 151520.2775
2 | 20 | 7 | 0 | 11 | -18.3 | 3.6 | 9.95 | -19.814 | 74.584 | 33.157 | 1.1149 | 1114.8635 | 169664.0711
2 | 20 | 8 | 296 | 54 | -19.4 | 2.8 | 184.398 | -16.501 | 1261.268 | 1194.746 | 1.1542 | 1154.1743 | 175646.5258
2 | 20 | 9 | 626 | 73 | -15 | 3.1 | 460.124 | -4.751 | 3153.91 | 3033.571 | 1.1947 | 1194.6783 | 181810.586
2 | 20 | 10 | 761 | 86 | -12.8 | 3.1 | 687.823 | 3.776 | 4642.554 | 4467.971 | 1.2262 | 1226.2153 | 186609.9983
2 | 20 | 11 | 818 | 97 | -11.1 | 3.1 | 841.29 | 9.727 | 5567.189 | 5353.633 | 1.2464 | 1246.3886 | 189680.0395
2 | 20 | 12 | 768 | 109 | -8.9 | 2.8 | 856.696 | 13.357 | 5587.243 | 5372.797 | 1.2444 | 1244.4256 | 189381.3132
2 | 20 | 13 | 722 | 104 | -8.3 | 3.1 | 799.49 | 11.854 | 5247.597 | 5047.969 | 1.2379 | 1237.932 | 188393.0818
2 | 20 | 14 | 786 | 74 | -7.8 | 1.7 | 749.139 | 15 | 4834.795 | 4652.442 | 1.2335 | 1233.521 | 187721.8127
2 | 20 | 15 | 682 | 81 | -7.2 | 3.6 | 580.518 | 6.58 | 3851.474 | 3707.023 | 1.2469 | 1246.8656 | 189752.6334
2 | 20 | 16 | 364 | 63 | -8.9 | 2.8 | 268.971 | -2.118 | 1801.859 | 1721.695 | 1.2999 | 1299.8575 | 197817.1441
2 | 20 | 17 | 106 | 28 | -11.7 | 2.8 | 68.883 | -11.088 | 456.126 | 407.358 | 1.3922 | 1392.2445 | 211876.9328
2 | 20 | 18 | 0 | 2 | -8.3 | 4.4 | 0 | -8.3 | 0 | 0 | 1.4583 | 1458.2783 | 221926.2002
2 | 20 | 19 | 0 | 0 | -9.4 | 5.8 | 0 | -9.4 | 0 | 0 | 1.4245 | 1424.5476 | 216792.9498
2 | 20 | 20 | 0 | 0 | -11.1 | 5.3 | 0 | -11.1 | 0 | 0 | 1.3678 | 1367.7992 | 208156.7676
2 | 20 | 21 | 0 | 0 | -10 | 6.4 | 0 | -10 | 0 | 0 | 1.2803 | 1280.3391 | 194846.7527
2 | 20 | 22 | 0 | 0 | -10.6 | 5 | 0 | -10.6 | 0 | 0 | 1.1517 | 1151.7405 | 175276.1513
2 | 20 | 23 | 0 | 0 | -10 | 5.3 | 0 | -10 | 0 | 0 | 1.0202 | 1020.1601 | 155251.7532
2 | 21 | 0 | 0 | 0 | -11.1 | 3.6 | 0 | -11.1 | 0 | 0 | 0.92738 | 927.3835 | 141132.6602
2 | 21 | 1 | 0 | 0 | -13.3 | 3.1 | 0 | -13.3 | 0 | 0 | 0.87153 | 871.5321 | 132632.9841
2 | 21 | 2 | 0 | 0 | -13.9 | 3.6 | 0 | -13.9 | 0 | 0 | 0.84323 | 843.2313 | 128326.0634
2 | 21 | 3 | 0 | 0 | -15 | 2.8 | 0 | -15 | 0 | 0 | 0.83372 | 833.7211 | 126878.7705
2 | 21 | 4 | 0 | 0 | -14.4 | 3.9 | 0 | -14.4 | 0 | 0 | 0.84146 | 841.4617 | 128056.7598
2 | 21 | 5 | 0 | 0 | -13.3 | 4.4 | 0 | -13.3 | 0 | 0 | 0.8886 | 888.6 | 135230.4527
2 | 21 | 6 | 0 | 0 | -12.8 | 5 | 0 | -12.8 | 0 | 0 | 0.99564 | 995.6406 | 151520.2775
2 | 21 | 7 | 0 | 6 | -13.9 | 1.7 | 5.427 | -15.929 | 40.069 | 0 | 1.1149 | 1114.8635 | 169664.0711
2 | 21 | 8 | 49 | 38 | -12.8 | 2.8 | 64.323 | -13.165 | 452.998 | 404.293 | 1.1542 | 1154.1743 | 175646.5258
2 | 21 | 9 | 163 | 94 | -12.8 | 3.6 | 204.622 | -9.592 | 1448.519 | 1377.429 | 1.1947 | 1194.6783 | 181810.586
2 | 21 | 10 | 708 | 90 | -11.1 | 2.2 | 656.005 | 5.649 | 4394.139 | 4229.337 | 1.2262 | 1226.2153 | 186609.9983
2 | 21 | 11 | 758 | 105 | -8.3 | 2.8 | 802.738 | 12.085 | 5258.073 | 5057.997 | 1.2464 | 1246.3886 | 189680.0395
2 | 21 | 12 | 582 | 138 | -6.7 | 0 | 720.019 | 24.822 | 4456.801 | 4289.56 | 1.2444 | 1244.4256 | 189381.3132
2 | 21 | 13 | 705 | 107 | -6.1 | 2.8 | 790.141 | 14.059 | 5136.037 | 4941.158 | 1.2379 | 1237.932 | 188393.0818
2 | 21 | 14 | 575 | 113 | -5.6 | 3.6 | 632.783 | 9.437 | 4188.796 | 4031.859 | 1.2335 | 1233.521 | 187721.8127
2 | 21 | 15 | 413 | 104 | -5 | 2.8 | 424.5 | 5.81 | 2833.089 | 2723.066 | 1.2469 | 1246.8656 | 189752.6334
2 | 21 | 16 | 209 | 72 | -5.6 | 0.8 | 196.321 | 1.472 | 1307.496 | 1239.862 | 1.2999 | 1299.8575 | 197817.1441
2 | 21 | 17 | 31 | 26 | -8.3 | 1.7 | 40.336 | -8.643 | 276.825 | 231.592 | 1.3922 | 1392.2445 | 211876.9328
2 | 21 | 18 | 0 | 1 | -7.8 | 2.2 | 0 | -7.8 | 0 | 0 | 1.4583 | 1458.2783 | 221926.2002
2 | 21 | 19 | 0 | 0 | -8.9 | 2.2 | 0 | -8.9 | 0 | 0 | 1.4245 | 1424.5476 | 216792.9498
2 | 21 | 20 | 0 | 0 | -9.4 | 2.8 | 0 | -9.4 | 0 | 0 | 1.3678 | 1367.7992 | 208156.7676
2 | 21 | 21 | 0 | 0 | -12.2 | 1.7 | 0 | -12.2 | 0 | 0 | 1.2803 | 1280.3391 | 194846.7527
2 | 21 | 22 | 0 | 0 | -10.6 | 3.1 | 0 | -10.6 | 0 | 0 | 1.1517 | 1151.7405 | 175276.1513
2 | 21 | 23 | 0 | 0 | -9.4 | 0 | 0 | -9.4 | 0 | 0 | 1.0202 | 1020.1601 | 155251.7532
2 | 22 | 0 | 0 | 0 | -7.2 | 2.2 | 0 | -7.2 | 0 | 0 | 0.92738 | 927.3835 | 141132.6602
2 | 22 | 1 | 0 | 0 | -6.1 | 2.8 | 0 | -6.1 | 0 | 0 | 0.87153 | 871.5321 | 132632.9841
2 | 22 | 2 | 0 | 0 | -1.7 | 3.1 | 0 | -1.7 | 0 | 0 | 0.84323 | 843.2313 | 128326.0634
2 | 22 | 3 | 0 | 0 | -1.1 | 2.8 | 0 | -1.1 | 0 | 0 | 0.83372 | 833.7211 | 126878.7705
2 | 22 | 4 | 0 | 0 | -1.7 | 3.9 | 0 | -1.7 | 0 | 0 | 0.84146 | 841.4617 | 128056.7598
2 | 22 | 5 | 0 | 0 | -2.2 | 3.1 | 0 | -2.2 | 0 | 0 | 0.8886 | 888.6 | 135230.4527
2 | 22 | 6 | 0 | 0 | -3.9 | 2.2 | 0 | -3.9 | 0 | 0 | 0.99564 | 995.6406 | 151520.2775
2 | 22 | 7 | 0 | 6 | -5 | 0 | 5.427 | -9.01 | 38.976 | 0 | 1.1149 | 1114.8635 | 169664.0711
2 | 22 | 8 | 54 | 40 | -2.2 | 3.6 | 68.248 | -2.407 | 459.514 | 410.677 | 1.1542 | 1154.1743 | 175646.5258
2 | 22 | 9 | 84 | 98 | -1.1 | 3.1 | 164.914 | 1.277 | 1123.106 | 1059.849 | 1.1947 | 1194.6783 | 181810.586
2 | 22 | 10 | 153 | 158 | -0.6 | 5 | 303.677 | 4.178 | 2056.463 | 1969.395 | 1.2262 | 1226.2153 | 186609.9983
2 | 22 | 11 | 459 | 154 | 1.1 | 3.1 | 604.269 | 14.814 | 3912.558 | 3765.886 | 1.2464 | 1246.3886 | 189680.0395
2 | 22 | 12 | 605 | 128 | 1.7 | 3.6 | 736.653 | 18.436 | 4696.664 | 4519.912 | 1.2444 | 1244.4256 | 189381.3132
2 | 22 | 13 | 763 | 108 | 2.8 | 4.4 | 844.796 | 20.438 | 5334.953 | 5131.566 | 1.2379 | 1237.932 | 188393.0818
2 | 22 | 14 | 847 | 61 | 3.3 | 2.8 | 778.345 | 23.108 | 4840.753 | 4658.158 | 1.2335 | 1233.521 | 187721.8127
2 | 22 | 15 | 751 | 61 | 0.6 | 1.7 | 601.94 | 18.814 | 3780.626 | 3638.729 | 1.2469 | 1246.8656 | 189752.6334
2 | 22 | 16 | 629 | 40 | -1.1 | 2.8 | 371.85 | 8.21 | 2360.841 | 2265.116 | 1.2999 | 1299.8575 | 197817.1441
2 | 22 | 17 | 181 | 34 | -3.3 | 3.1 | 100.897 | -1.656 | 632.192 | 579.803 | 1.3922 | 1392.2445 | 211876.9328
2 | 22 | 18 | 0 | 2 | -3.9 | 3.6 | 0 | -3.9 | 0 | 0 | 1.4583 | 1458.2783 | 221926.2002
2 | 22 | 19 | 0 | 0 | -5.6 | 3.1 | 0 | -5.6 | 0 | 0 | 1.4245 | 1424.5476 | 216792.9498
2 | 22 | 20 | 0 | 0 | -5.6 | 3.6 | 0 | -5.6 | 0 | 0 | 1.3678 | 1367.7992 | 208156.7676
2 | 22 | 21 | 0 | 0 | -7.8 | 2.8 | 0 | -7.8 | 0 | 0 | 1.2803 | 1280.3391 | 194846.7527
2 | 22 | 22 | 0 | 0 | -7.8 | 0.8 | 0 | -7.8 | 0 | 0 | 1.1517 | 1151.7405 | 175276.1513
2 | 22 | 23 | 0 | 0 | -7.2 | 3.1 | 0 | -7.2 | 0 | 0 | 1.0202 | 1020.1601 | 155251.7532
2 | 23 | 0 | 0 | 0 | -6.7 | 3.6 | 0 | -6.7 | 0 | 0 | 0.92738 | 927.3835 | 141132.6602
2 | 23 | 1 | 0 | 0 | -7.2 | 3.1 | 0 | -7.2 | 0 | 0 | 0.87153 | 871.5321 | 132632.9841
2 | 23 | 2 | 0 | 0 | -7.8 | 2.8 | 0 | -7.8 | 0 | 0 | 0.84323 | 843.2313 | 128326.0634
2 | 23 | 3 | 0 | 0 | -9.4 | 3.1 | 0 | -9.4 | 0 | 0 | 0.83372 | 833.7211 | 126878.7705
2 | 23 | 4 | 0 | 0 | -7.2 | 3.1 | 0 | -7.2 | 0 | 0 | 0.84146 | 841.4617 | 128056.7598
2 | 23 | 5 | 0 | 0 | -11.7 | 2.2 | 0 | -11.7 | 0 | 0 | 0.8886 | 888.6 | 135230.4527
2 | 23 | 6 | 0 | 0 | -7.8 | 3.6 | 0 | -7.8 | 0 | 0 | 0.99564 | 995.6406 | 151520.2775
2 | 23 | 7 | 0 | 14 | -8.3 | 5 | 12.663 | -9.388 | 91.083 | 49.352 | 1.1149 | 1114.8635 | 169664.0711
2 | 23 | 8 | 312 | 64 | -7.8 | 3.9 | 202.144 | -4.921 | 1326.297 | 1258.207 | 1.1542 | 1154.1743 | 175646.5258
2 | 23 | 9 | 642 | 75 | -5.6 | 5.8 | 477.43 | 1.927 | 3187.482 | 3066.035 | 1.1947 | 1194.6783 | 181810.586
2 | 23 | 10 | 709 | 90 | -3.9 | 6.4 | 661.084 | 6.625 | 4411.433 | 4245.96 | 1.2262 | 1226.2153 | 186609.9983
2 | 23 | 11 | 523 | 140 | -2.8 | 6.7 | 642.854 | 7.327 | 4301.869 | 4140.625 | 1.2464 | 1246.3886 | 189680.0395
2 | 23 | 12 | 418 | 181 | -2.2 | 5.8 | 627.368 | 8.643 | 4179.583 | 4022.994 | 1.2444 | 1244.4256 | 189381.3132
2 | 23 | 13 | 623 | 142 | -1.1 | 5 | 760.467 | 13.412 | 4958.656 | 4771.205 | 1.2379 | 1237.932 | 188393.0818
2 | 23 | 14 | 186 | 171 | -1.1 | 5.3 | 355.786 | 5.424 | 2400.71 | 2303.82 | 1.2335 | 1233.521 | 187721.8127
2 | 23 | 15 | 61 | 134 | -1.1 | 3.9 | 189.854 | 2.294 | 1296.302 | 1228.939 | 1.2469 | 1246.8656 | 189752.6334
2 | 23 | 16 | 108 | 83 | -1.1 | 3.1 | 152.984 | 1.323 | 1031.056 | 969.924 | 1.2999 | 1299.8575 | 197817.1441
2 | 23 | 17 | 0 | 22 | -2.2 | 1.7 | 20.412 | -3.342 | 143.227 | 100.53 | 1.3922 | 1392.2445 | 211876.9328
2 | 23 | 18 | 0 | 2 | -2.2 | 3.9 | 0 | -2.2 | 0 | 0 | 1.4583 | 1458.2783 | 221926.2002
2 | 23 | 19 | 0 | 0 | -2.2 | 3.9 | 0 | -2.2 | 0 | 0 | 1.4245 | 1424.5476 | 216792.9498
2 | 23 | 20 | 0 | 0 | -4.4 | 3.6 | 0 | -4.4 | 0 | 0 | 1.3678 | 1367.7992 | 208156.7676
2 | 23 | 21 | 0 | 0 | -4.4 | 5.3 | 0 | -4.4 | 0 | 0 | 1.2803 | 1280.3391 | 194846.7527
2 | 23 | 22 | 0 | 0 | -4.4 | 3.9 | 0 | -4.4 | 0 | 0 | 1.1517 | 1151.7405 | 175276.1513
2 | 23 | 23 | 0 | 0 | -4.4 | 2.8 | 0 | -4.4 | 0 | 0 | 1.0202 | 1020.1601 | 155251.7532
2 | 24 | 0 | 0 | 0 | -5.6 | 3.6 | 0 | -5.6 | 0 | 0 | 0.92738 | 927.3835 | 141132.6602
2 | 24 | 1 | 0 | 0 | -6.7 | 3.6 | 0 | -6.7 | 0 | 0 | 0.87153 | 871.5321 | 132632.9841
2 | 24 | 2 | 0 | 0 | -7.2 | 3.1 | 0 | -7.2 | 0 | 0 | 0.84323 | 843.2313 | 128326.0634
2 | 24 | 3 | 0 | 0 | -5 | 1.4 | 0 | -5 | 0 | 0 | 0.83372 | 833.7211 | 126878.7705
2 | 24 | 4 | 0 | 0 | -4.4 | 0 | 0 | -4.4 | 0 | 0 | 0.84146 | 841.4617 | 128056.7598
2 | 24 | 5 | 0 | 0 | -5 | 2.2 | 0 | -5 | 0 | 0 | 0.8886 | 888.6 | 135230.4527
2 | 24 | 6 | 0 | 1 | -5.6 | 1.4 | 0 | -5.6 | 0 | 0 | 0.99564 | 995.6406 | 151520.2775
2 | 24 | 7 | 0 | 16 | -6.7 | 1.4 | 14.472 | -8.784 | 103.84 | 61.874 | 1.1149 | 1114.8635 | 169664.0711
2 | 24 | 8 | 253 | 59 | -8.9 | 2.2 | 176.179 | -6.101 | 1168.429 | 1104.111 | 1.1542 | 1154.1743 | 175646.5258
2 | 24 | 9 | 229 | 93 | -5.6 | 3.1 | 250.182 | -0.769 | 1704.989 | 1627.371 | 1.1947 | 1194.6783 | 181810.586
2 | 24 | 10 | 428 | 130 | -2.8 | 0 | 497.245 | 16.96 | 3175.259 | 3054.216 | 1.2262 | 1226.2153 | 186609.9983
2 | 24 | 11 | 234 | 182 | 0 | 0 | 433.571 | 19.36 | 2752.015 | 2644.522 | 1.2464 | 1246.3886 | 189680.0395
2 | 24 | 12 | 681 | 167 | 0 | 0 | 850.249 | 32.705 | 5068.892 | 4876.842 | 1.2444 | 1244.4256 | 189381.3132
2 | 24 | 13 | 879 | 67 | -0.6 | 0 | 885.613 | 35.767 | 5198.138 | 5000.623 | 1.2379 | 1237.932 | 188393.0818
2 | 24 | 14 | 856 | 64 | -0.6 | 0 | 801.436 | 33.417 | 4746.405 | 4567.647 | 1.2335 | 1233.521 | 187721.8127
2 | 24 | 15 | 692 | 84 | -1.1 | 3.1 | 597.011 | 13.81 | 3840.794 | 3696.73 | 1.2469 | 1246.8656 | 189752.6334
2 | 24 | 16 | 341 | 73 | -2.8 | 2.8 | 271.241 | 3.987 | 1778.414 | 1698.871 | 1.2999 | 1299.8575 | 197817.1441
2 | 24 | 17 | 24 | 24 | -3.9 | 1.4 | 31.055 | -4.131 | 209.05 | 165.114 | 1.3922 | 1392.2445 | 211876.9328
2 | 24 | 18 | 0 | 2 | -4.4 | 1.4 | 0 | -4.4 | 0 | 0 | 1.4583 | 1458.2783 | 221926.2002
2 | 24 | 19 | 0 | 0 | -11.1 | 1.7 | 0 | -11.1 | 0 | 0 | 1.4245 | 1424.5476 | 216792.9498
2 | 24 | 20 | 0 | 0 | -12.2 | 1.4 | 0 | -12.2 | 0 | 0 | 1.3678 | 1367.7992 | 208156.7676
2 | 24 | 21 | 0 | 0 | -12.2 | 1.7 | 0 | -12.2 | 0 | 0 | 1.2803 | 1280.3391 | 194846.7527
2 | 24 | 22 | 0 | 0 | -11.1 | 0.8 | 0 | -11.1 | 0 | 0 | 1.1517 | 1151.7405 | 175276.1513
2 | 24 | 23 | 0 | 0 | -8.3 | 0.8 | 0 | -8.3 | 0 | 0 | 1.0202 | 1020.1601 | 155251.7532
2 | 25 | 0 | 0 | 0 | -8.3 | 0.8 | 0 | -8.3 | 0 | 0 | 0.92738 | 927.3835 | 141132.6602
2 | 25 | 1 | 0 | 0 | -5 | 2.8 | 0 | -5 | 0 | 0 | 0.87153 | 871.5321 | 132632.9841
2 | 25 | 2 | 0 | 0 | -5 | 5.8 | 0 | -5 | 0 | 0 | 0.84323 | 843.2313 | 128326.0634
2 | 25 | 3 | 0 | 0 | -5.6 | 5.3 | 0 | -5.6 | 0 | 0 | 0.83372 | 833.7211 | 126878.7705
2 | 25 | 4 | 0 | 0 | -5.6 | 3.6 | 0 | -5.6 | 0 | 0 | 0.84146 | 841.4617 | 128056.7598
2 | 25 | 5 | 0 | 0 | -4.4 | 3.1 | 0 | -4.4 | 0 | 0 | 0.8886 | 888.6 | 135230.4527
2 | 25 | 6 | 0 | 0 | -4.4 | 3.6 | 0 | -4.4 | 0 | 0 | 0.99564 | 995.6406 | 151520.2775
2 | 25 | 7 | 0 | 6 | -3.9 | 5 | 5.427 | -5.246 | 38.381 | 0 | 1.1149 | 1114.8635 | 169664.0711
2 | 25 | 8 | 1 | 39 | -3.3 | 5.3 | 37.2 | -4.029 | 261.449 | 216.512 | 1.1542 | 1154.1743 | 175646.5258
2 | 25 | 9 | 3 | 93 | -4.4 | 4.4 | 93.151 | -3.976 | 654.926 | 602.059 | 1.1947 | 1194.6783 | 181810.586
2 | 25 | 10 | 11 | 158 | -3.3 | 3.6 | 169.658 | -0.865 | 1177.683 | 1113.147 | 1.2262 | 1226.2153 | 186609.9983
2 | 25 | 11 | 52 | 202 | -2.8 | 5.8 | 272.523 | 0.994 | 1876.973 | 1794.805 | 1.2464 | 1246.3886 | 189680.0395
2 | 25 | 12 | 125 | 220 | -2.2 | 6.7 | 379.892 | 3.147 | 2592.846 | 2490.229 | 1.2444 | 1244.4256 | 189381.3132
2 | 25 | 13 | 394 | 187 | -2.2 | 5.8 | 592.689 | 7.657 | 3965.118 | 3816.521 | 1.2379 | 1237.932 | 188393.0818
2 | 25 | 14 | 644 | 108 | -2.8 | 5.3 | 689.638 | 9.798 | 4559.146 | 4387.88 | 1.2335 | 1233.521 | 187721.8127
2 | 25 | 15 | 643 | 71 | -3.9 | 3.9 | 549.472 | 8.381 | 3620.89 | 3484.665 | 1.2469 | 1246.8656 | 189752.6334
2 | 25 | 16 | 611 | 60 | -5 | 3.1 | 392.456 | 4.388 | 2546.66 | 2445.436 | 1.2999 | 1299.8575 | 197817.1441
2 | 25 | 17 | 209 | 51 | -7.2 | 2.2 | 129.921 | -4.299 | 831.44 | 774.778 | 1.3922 | 1392.2445 | 211876.9328
2 | 25 | 18 | 0 | 3 | -9.4 | 0.8 | 0 | -9.4 | 0 | 0 | 1.4583 | 1458.2783 | 221926.2002
2 | 25 | 19 | 0 | 0 | -12.2 | 1.7 | 0 | -12.2 | 0 | 0 | 1.4245 | 1424.5476 | 216792.9498
2 | 25 | 20 | 0 | 0 | -15 | 1.4 | 0 | -15 | 0 | 0 | 1.3678 | 1367.7992 | 208156.7676
2 | 25 | 21 | 0 | 0 | -15 | 0.8 | 0 | -15 | 0 | 0 | 1.2803 | 1280.3391 | 194846.7527
2 | 25 | 22 | 0 | 0 | -14.4 | 0.8 | 0 | -14.4 | 0 | 0 | 1.1517 | 1151.7405 | 175276.1513
2 | 25 | 23 | 0 | 0 | -15.6 | 0.8 | 0 | -15.6 | 0 | 0 | 1.0202 | 1020.1601 | 155251.7532
2 | 26 | 0 | 0 | 0 | -12.2 | 1.4 | 0 | -12.2 | 0 | 0 | 0.92738 | 927.3835 | 141132.6602
2 | 26 | 1 | 0 | 0 | -10.6 | 2.2 | 0 | -10.6 | 0 | 0 | 0.87153 | 871.5321 | 132632.9841
2 | 26 | 2 | 0 | 0 | -10.6 | 1.7 | 0 | -10.6 | 0 | 0 | 0.84323 | 843.2313 | 128326.0634
2 | 26 | 3 | 0 | 0 | -10.6 | 1.7 | 0 | -10.6 | 0 | 0 | 0.83372 | 833.7211 | 126878.7705
2 | 26 | 4 | 0 | 0 | -12.8 | 2.8 | 0 | -12.8 | 0 | 0 | 0.84146 | 841.4617 | 128056.7598
2 | 26 | 5 | 0 | 0 | -11.1 | 2.8 | 0 | -11.1 | 0 | 0 | 0.8886 | 888.6 | 135230.4527
2 | 26 | 6 | 0 | 0 | -11.1 | 1.7 | 0 | -11.1 | 0 | 0 | 0.99564 | 995.6406 | 151520.2775
2 | 26 | 7 | 0 | 12 | -11.1 | 2.2 | 10.854 | -12.573 | 79.077 | 37.567 | 1.1149 | 1114.8635 | 169664.0711
2 | 26 | 8 | 256 | 44 | -11.7 | 1.7 | 160.188 | -9.182 | 1068.741 | 1006.744 | 1.1542 | 1154.1743 | 175646.5258
2 | 26 | 9 | 331 | 100 | -11.1 | 1.7 | 329.105 | -2.794 | 2259.113 | 2166.331 | 1.1947 | 1194.6783 | 181810.586
2 | 26 | 10 | 407 | 138 | -8.9 | 1.7 | 493.148 | 4.877 | 3323.219 | 3197.239 | 1.2262 | 1226.2153 | 186609.9983
2 | 26 | 11 | 752 | 106 | -5.6 | 0 | 810.227 | 26.676 | 4966.387 | 4778.616 | 1.2464 | 1246.3886 | 189680.0395
2 | 26 | 12 | 837 | 91 | -5.6 | 0 | 904.34 | 31.622 | 5419.561 | 5212.499 | 1.2444 | 1244.4256 | 189381.3132
2 | 26 | 13 | 845 | 101 | -5.6 | 2.2 | 911.042 | 19.859 | 5769.753 | 5547.118 | 1.2379 | 1237.932 | 188393.0818
2 | 26 | 14 | 819 | 89 | -4.4 | 3.1 | 806.002 | 15.878 | 5185.194 | 4988.23 | 1.2335 | 1233.521 | 187721.8127
2 | 26 | 15 | 743 | 61 | -6.1 | 5 | 603.074 | 5.629 | 4019.792 | 3869.178 | 1.2469 | 1246.8656 | 189752.6334
2 | 26 | 16 | 619 | 65 | -5.6 | 5.3 | 402.724 | 1.564 | 2647.442 | 2543.166 | 1.2999 | 1299.8575 | 197817.1441
2 | 26 | 17 | 282 | 44 | -7.2 | 5.3 | 138.621 | -5.379 | 866.797 | 809.356 | 1.3922 | 1392.2445 | 211876.9328
2 | 26 | 18 | 0 | 4 | -8.3 | 5.8 | 0 | -8.3 | 0 | 0 | 1.4583 | 1458.2783 | 221926.2002
2 | 26 | 19 | 0 | 0 | -10 | 6.4 | 0 | -10 | 0 | 0 | 1.4245 | 1424.5476 | 216792.9498
2 | 26 | 20 | 0 | 0 | -11.1 | 5.3 | 0 | -11.1 | 0 | 0 | 1.3678 | 1367.7992 | 208156.7676
2 | 26 | 21 | 0 | 0 | -12.2 | 5.8 | 0 | -12.2 | 0 | 0 | 1.2803 | 1280.3391 | 194846.7527
2 | 26 | 22 | 0 | 0 | -12.8 | 5.3 | 0 | -12.8 | 0 | 0 | 1.1517 | 1151.7405 | 175276.1513
2 | 26 | 23 | 0 | 0 | -17.8 | 3.6 | 0 | -17.8 | 0 | 0 | 1.0202 | 1020.1601 | 155251.7532
2 | 27 | 0 | 0 | 0 | -18.9 | 2.8 | 0 | -18.9 | 0 | 0 | 0.92738 | 927.3835 | 141132.6602
2 | 27 | 1 | 0 | 0 | -17.8 | 1.7 | 0 | -17.8 | 0 | 0 | 0.87153 | 871.5321 | 132632.9841
2 | 27 | 2 | 0 | 0 | -18.3 | 3.1 | 0 | -18.3 | 0 | 0 | 0.84323 | 843.2313 | 128326.0634
2 | 27 | 3 | 0 | 0 | -19.4 | 4.4 | 0 | -19.4 | 0 | 0 | 0.83372 | 833.7211 | 126878.7705
2 | 27 | 4 | 0 | 0 | -21.1 | 3.1 | 0 | -21.1 | 0 | 0 | 0.84146 | 841.4617 | 128056.7598
2 | 27 | 5 | 0 | 0 | -19.4 | 3.6 | 0 | -19.4 | 0 | 0 | 0.8886 | 888.6 | 135230.4527
2 | 27 | 6 | 0 | 1 | -20 | 1.7 | 0 | -20 | 0 | 0 | 0.99564 | 995.6406 | 151520.2775
2 | 27 | 7 | 0 | 14 | -19.4 | 1.7 | 12.663 | -20.839 | 95.303 | 53.495 | 1.1149 | 1114.8635 | 169664.0711
2 | 27 | 8 | 191 | 48 | -16.7 | 5.8 | 141.23 | -15.489 | 978.359 | 918.425 | 1.1542 | 1154.1743 | 175646.5258
2 | 27 | 9 | 523 | 81 | -14.4 | 3.9 | 422.614 | -6.184 | 2929.526 | 2816.453 | 1.1947 | 1194.6783 | 181810.586
2 | 27 | 10 | 773 | 61 | -12.8 | 5.8 | 677.476 | -1.381 | 4678.579 | 4502.553 | 1.2262 | 1226.2153 | 186609.9983
2 | 27 | 11 | 756 | 108 | -11.7 | 5.3 | 818.354 | 3.466 | 5568.25 | 5354.647 | 1.2464 | 1246.3886 | 189680.0395
2 | 27 | 12 | 444 | 187 | -10.6 | 5 | 662.28 | 2.315 | 4534.701 | 4364.401 | 1.2444 | 1244.4256 | 189381.3132
2 | 27 | 13 | 250 | 211 | -10 | 6.4 | 494.941 | -2.089 | 3452.443 | 3322.067 | 1.2379 | 1237.932 | 188393.0818
2 | 27 | 14 | 106 | 217 | -8.9 | 7.2 | 336.628 | -4.276 | 2368.515 | 2272.567 | 1.2335 | 1233.521 | 187721.8127
2 | 27 | 15 | 250 | 136 | -9.4 | 7.2 | 342.867 | -4.842 | 2401.931 | 2305.005 | 1.2469 | 1246.8656 | 189752.6334
2 | 27 | 16 | 123 | 94 | -10 | 8.1 | 172.632 | -8.274 | 1211.28 | 1145.949 | 1.2999 | 1299.8575 | 197817.1441
2 | 27 | 17 | 158 | 30 | -11.1 | 8.1 | 89.756 | -10.727 | 583.862 | 532.482 | 1.3922 | 1392.2445 | 211876.9328
2 | 27 | 18 | 0 | 4 | -11.7 | 4.4 | 3.618 | -13.081 | 26.413 | 0 | 1.4583 | 1458.2783 | 221926.2002
2 | 27 | 19 | 0 | 0 | -12.2 | 7.2 | 0 | -12.2 | 0 | 0 | 1.4245 | 1424.5476 | 216792.9498
2 | 27 | 20 | 0 | 0 | -13.9 | 6.4 | 0 | -13.9 | 0 | 0 | 1.3678 | 1367.7992 | 208156.7676
2 | 27 | 21 | 0 | 0 | -16.1 | 5.3 | 0 | -16.1 | 0 | 0 | 1.2803 | 1280.3391 | 194846.7527
2 | 27 | 22 | 0 | 0 | -16.7 | 4.4 | 0 | -16.7 | 0 | 0 | 1.1517 | 1151.7405 | 175276.1513
2 | 27 | 23 | 0 | 0 | -18.3 | 2.2 | 0 | -18.3 | 0 | 0 | 1.0202 | 1020.1601 | 155251.7532
2 | 28 | 0 | 0 | 0 | -15.6 | 3.6 | 0 | -15.6 | 0 | 0 | 0.92738 | 927.3835 | 141132.6602
2 | 28 | 1 | 0 | 0 | -15 | 2.8 | 0 | -15 | 0 | 0 | 0.87153 | 871.5321 | 132632.9841
2 | 28 | 2 | 0 | 0 | -15.6 | 1.7 | 0 | -15.6 | 0 | 0 | 0.84323 | 843.2313 | 128326.0634
2 | 28 | 3 | 0 | 0 | -20 | 0.8 | 0 | -20 | 0 | 0 | 0.83372 | 833.7211 | 126878.7705
2 | 28 | 4 | 0 | 0 | -18.9 | 1.7 | 0 | -18.9 | 0 | 0 | 0.84146 | 841.4617 | 128056.7598
2 | 28 | 5 | 0 | 0 | -16.7 | 5.3 | 0 | -16.7 | 0 | 0 | 0.8886 | 888.6 | 135230.4527
2 | 28 | 6 | 0 | 1 | -16.7 | 3.6 | 0 | -16.7 | 0 | 0 | 0.99564 | 995.6406 | 151520.2775
2 | 28 | 7 | 0 | 12 | -16.1 | 4.4 | 10.854 | -17.485 | 80.629 | 39.091 | 1.1149 | 1114.8635 | 169664.0711
2 | 28 | 8 | 26 | 51 | -16.1 | 5.3 | 63.177 | -16.314 | 458.685 | 409.864 | 1.1542 | 1154.1743 | 175646.5258
2 | 28 | 9 | 76 | 115 | -16.1 | 6.7 | 169.629 | -14.468 | 1234.702 | 1168.815 | 1.1947 | 1194.6783 | 181810.586
2 | 28 | 10 | 308 | 158 | -15.6 | 8.6 | 431.453 | -10.484 | 3102.386 | 2983.736 | 1.2262 | 1226.2153 | 186609.9983
2 | 28 | 11 | 762 | 110 | -15 | 7.2 | 828.228 | -2.734 | 5785.081 | 5561.751 | 1.2464 | 1246.3886 | 189680.0395
2 | 28 | 12 | 871 | 66 | -15 | 7.2 | 898.589 | -1.221 | 6243.42 | 5998.799 | 1.2444 | 1244.4256 | 189381.3132
2 | 28 | 13 | 744 | 114 | -14.4 | 7.2 | 847.125 | -1.355 | 5888.266 | 5660.23 | 1.2379 | 1237.932 | 188393.0818
2 | 28 | 14 | 772 | 120 | -14.4 | 5.8 | 813.673 | 0.048 | 5610.323 | 5394.85 | 1.2335 | 1233.521 | 187721.8127
2 | 28 | 15 | 784 | 73 | -14.4 | 5.3 | 648.431 | -2.244 | 4471.453 | 4303.639 | 1.2469 | 1246.8656 | 189752.6334
2 | 28 | 16 | 677 | 48 | -15 | 3.9 | 411.898 | -5.856 | 2786.077 | 2677.525 | 1.2999 | 1299.8575 | 197817.1441
2 | 28 | 17 | 296 | 49 | -16.1 | 3.6 | 150.335 | -13.279 | 975.238 | 915.375 | 1.3922 | 1392.2445 | 211876.9328
2 | 28 | 18 | 0 | 8 | -19.4 | 2.2 | 7.236 | -20.874 | 54.466 | 13.407 | 1.4583 | 1458.2783 | 221926.2002
2 | 28 | 19 | 0 | 0 | -19.7 | 0.8 | 0 | -19.7 | 0 | 0 | 1.4245 | 1424.5476 | 216792.9498
2 | 28 | 20 | 0 | 0 | -20.1 | 1.7 | 0 | -20.1 | 0 | 0 | 1.3678 | 1367.7992 | 208156.7676
2 | 28 | 21 | 0 | 0 | -19.6 | 0.8 | 0 | -19.6 | 0 | 0 | 1.2803 | 1280.3391 | 194846.7527
2 | 28 | 22 | 0 | 0 | -17.8 | 1.7 | 0 | -17.8 | 0 | 0 | 1.1517 | 1151.7405 | 175276.1513
2 | 28 | 23 | 0 | 0 | -14.9 | 0.8 | 0 | -14.9 | 0 | 0 | 1.0202 | 1020.1601 | 155251.7532
3 | 1 | 0 | 0 | 0 | -11.3 | 6.1 | 0 | -11.3 | 0 | 0 | 0.82675 | 826.7479 | 125817.5692
3 | 1 | 1 | 0 | 0 | -8.1 | 6.7 | 0 | -8.1 | 0 | 0 | 0.76903 | 769.031 | 117033.992
3 | 1 | 2 | 0 | 0 | -5.9 | 5.3 | 0 | -5.9 | 0 | 0 | 0.7424 | 742.403 | 112981.6414
3 | 1 | 3 | 0 | 0 | -4.9 | 4.7 | 0 | -4.9 | 0 | 0 | 0.73156 | 731.5579 | 111331.2048
3 | 1 | 4 | 0 | 0 | -4.7 | 6.7 | 0 | -4.7 | 0 | 0 | 0.7383 | 738.3033 | 112357.7332
3 | 1 | 5 | 0 | 0 | -4.7 | 7.2 | 0 | -4.7 | 0 | 0 | 0.7856 | 785.5965 | 119554.9929
3 | 1 | 6 | 0 | 1 | -5.1 | 5.6 | 0 | -5.1 | 0 | 0 | 0.89494 | 894.9398 | 136195.2652
3 | 1 | 7 | 0 | 14 | -4.8 | 5.3 | 12.8 | -5.995 | 90.802 | 49.077 | 1.0065 | 1006.5188 | 153175.7659
3 | 1 | 8 | 63 | 62 | -3.8 | 5.6 | 98.166 | -3.366 | 669.701 | 616.522 | 1.047 | 1047.0182 | 159339.1131
3 | 1 | 9 | 436 | 99 | -2.3 | 4.7 | 397.128 | 4.444 | 2642.352 | 2538.231 | 1.086 | 1086.0258 | 165275.4428
3 | 1 | 10 | 181 | 202 | -1.1 | 4.7 | 385.792 | 5.956 | 2594.866 | 2492.188 | 1.1165 | 1116.5002 | 169913.1506
3 | 1 | 11 | 229 | 250 | 0.7 | 5.3 | 510.926 | 9.596 | 3389.517 | 3261.292 | 1.1347 | 1134.6575 | 172676.3925
3 | 1 | 12 | 834 | 134 | 1.7 | 7.2 | 979.542 | 16.531 | 6301.53 | 6054.138 | 1.1345 | 1134.464 | 172646.9492
3 | 1 | 13 | 895 | 84 | 2.2 | 6.1 | 954.411 | 18.839 | 6073.77 | 5837.145 | 1.1255 | 1125.4561 | 171276.0918
3 | 1 | 14 | 935 | 67 | 2.6 | 5.6 | 883.757 | 18.848 | 5610.257 | 5394.788 | 1.1155 | 1115.5198 | 169763.946
3 | 1 | 15 | 889 | 56 | 2.5 | 3.6 | 704.534 | 19.134 | 4424.325 | 4258.351 | 1.1231 | 1123.1323 | 170922.4459
3 | 1 | 16 | 683 | 59 | 1.7 | 4.2 | 436.71 | 11.01 | 2757.272 | 2649.616 | 1.1525 | 1152.4571 | 175385.2012
3 | 1 | 17 | 362 | 54 | 0.5 | 3.1 | 175.56 | 4.17 | 1053.993 | 992.335 | 1.1824 | 1182.3622 | 179936.2745
3 | 1 | 18 | 1 | 4 | -1.8 | 1.9 | 3.765 | -3.315 | 25.975 | 0 | 1.1928 | 1192.7906 | 181523.3038
3 | 1 | 19 | 0 | 0 | -1.5 | 3.6 | 0 | -1.5 | 0 | 0 | 1.2094 | 1209.3931 | 184049.9369
3 | 1 | 20 | 0 | 0 | -3 | 3.1 | 0 | -3 | 0 | 0 | 1.2357 | 1235.6885 | 188051.6625
3 | 1 | 21 | 0 | 0 | -3.3 | 3.6 | 0 | -3.3 | 0 | 0 | 1.1751 | 1175.0508 | 178823.5896
3 | 1 | 22 | 0 | 0 | -5.1 | 1.9 | 0 | -5.1 | 0 | 0 | 1.0512 | 1051.2471 | 159982.6855
3 | 1 | 23 | 0 | 0 | -5 | 4.2 | 0 | -5 | 0 | 0 | 0.91875 | 918.7475 | 139818.4138
3 | 2 | 0 | 0 | 0 | -5.3 | 1.7 | 0 | -5.3 | 0 | 0 | 0.82675 | 826.7479 | 125817.5692
3 | 2 | 1 | 0 | 0 | -4.7 | 2.5 | 0 | -4.7 | 0 | 0 | 0.76903 | 769.031 | 117033.992
3 | 2 | 2 | 0 | 0 | -3.7 | 4.2 | 0 | -3.7 | 0 | 0 | 0.7424 | 742.403 | 112981.6414
3 | 2 | 3 | 0 | 0 | -2.8 | 3.6 | 0 | -2.8 | 0 | 0 | 0.73156 | 731.5579 | 111331.2048
3 | 2 | 4 | 0 | 0 | -2.2 | 3.1 | 0 | -2.2 | 0 | 0 | 0.7383 | 738.3033 | 112357.7332
3 | 2 | 5 | 0 | 0 | -2.9 | 3.1 | 0 | -2.9 | 0 | 0 | 0.7856 | 785.5965 | 119554.9929
3 | 2 | 6 | 0 | 1 | -3.8 | 1.9 | 0 | -3.8 | 0 | 0 | 0.89494 | 894.9398 | 136195.2652
3 | 2 | 7 | 1 | 18 | -6.3 | 3.1 | 17.2 | -7.846 | 122.493 | 80.182 | 1.0065 | 1006.5188 | 153175.7659
3 | 2 | 8 | 252 | 67 | -4.6 | 1.7 | 189.63 | -1.201 | 1243.494 | 1177.397 | 1.047 | 1047.0182 | 159339.1131
3 | 2 | 9 | 678 | 93 | -2.2 | 2.5 | 538.995 | 10.565 | 3483.091 | 3351.66 | 1.086 | 1086.0258 | 165275.4428
3 | 2 | 10 | 695 | 124 | -1.3 | 1.9 | 712.613 | 18.513 | 4519.479 | 4349.779 | 1.1165 | 1116.5002 | 169913.1506
3 | 2 | 11 | 882 | 127 | -1.1 | 3.1 | 969.849 | 22.352 | 6068.96 | 5832.56 | 1.1347 | 1134.6575 | 172676.3925
3 | 2 | 12 | 844 | 152 | -0.1 | 3.6 | 1011.682 | 23.683 | 6298.271 | 6051.035 | 1.1345 | 1134.464 | 172646.9492
3 | 2 | 13 | 766 | 151 | 0.4 | 3.1 | 924.685 | 23.482 | 5760.817 | 5538.587 | 1.1255 | 1125.4561 | 171276.0918
3 | 2 | 14 | 689 | 123 | 0.8 | 1.9 | 761.02 | 23.122 | 4739.589 | 4561.107 | 1.1155 | 1115.5198 | 169763.946
3 | 2 | 15 | 856 | 68 | 0.6 | 1.7 | 704.057 | 21.543 | 4375.461 | 4211.383 | 1.1231 | 1123.1323 | 170922.4459
3 | 2 | 16 | 784 | 47 | -0.4 | 1.1 | 472.331 | 15.96 | 2910.007 | 2797.555 | 1.1525 | 1152.4571 | 175385.2012
3 | 2 | 17 | 560 | 40 | -3.2 | 1.9 | 214.283 | 2.625 | 1249.744 | 1183.498 | 1.1824 | 1182.3622 | 179936.2745
3 | 2 | 18 | 1 | 5 | -5.3 | 1.9 | 4.666 | -6.644 | 32.749 | 0 | 1.1928 | 1192.7906 | 181523.3038
3 | 2 | 19 | 0 | 0 | -6.9 | 1.7 | 0 | -6.9 | 0 | 0 | 1.2094 | 1209.3931 | 184049.9369
3 | 2 | 20 | 0 | 0 | -8.8 | 1.9 | 0 | -8.8 | 0 | 0 | 1.2357 | 1235.6885 | 188051.6625
3 | 2 | 21 | 0 | 0 | -6.7 | 1.7 | 0 | -6.7 | 0 | 0 | 1.1751 | 1175.0508 | 178823.5896
3 | 2 | 22 | 0 | 0 | -9.1 | 2.5 | 0 | -9.1 | 0 | 0 | 1.0512 | 1051.2471 | 159982.6855
3 | 2 | 23 | 0 | 0 | -9.1 | 1.9 | 0 | -9.1 | 0 | 0 | 0.91875 | 918.7475 | 139818.4138
3 | 3 | 0 | 0 | 0 | -10.9 | 1.9 | 0 | -10.9 | 0 | 0 | 0.82675 | 826.7479 | 125817.5692
3 | 3 | 1 | 0 | 0 | -10.4 | 0 | 0 | -10.4 | 0 | 0 | 0.76903 | 769.031 | 117033.992
3 | 3 | 2 | 0 | 0 | -10.6 | 0 | 0 | -10.6 | 0 | 0 | 0.7424 | 742.403 | 112981.6414
3 | 3 | 3 | 0 | 0 | -10.7 | 1.7 | 0 | -10.7 | 0 | 0 | 0.73156 | 731.5579 | 111331.2048
3 | 3 | 4 | 0 | 0 | -12.3 | 0 | 0 | -12.3 | 0 | 0 | 0.7383 | 738.3033 | 112357.7332
3 | 3 | 5 | 0 | 0 | -12.8 | 1.9 | 0 | -12.8 | 0 | 0 | 0.7856 | 785.5965 | 119554.9929
3 | 3 | 6 | 0 | 1 | -11.2 | 1.1 | 0 | -11.2 | 0 | 0 | 0.89494 | 894.9398 | 136195.2652
3 | 3 | 7 | 31 | 18 | -11.9 | 0 | 25.624 | -15.397 | 174.333 | 131.053 | 1.0065 | 1006.5188 | 153175.7659
3 | 3 | 8 | 414 | 45 | -12.2 | 1.7 | 230.335 | -7.457 | 1518.125 | 1445.294 | 1.047 | 1047.0182 | 159339.1131
3 | 3 | 9 | 797 | 64 | -8.5 | 1.7 | 577.138 | 7.273 | 3776.597 | 3634.845 | 1.086 | 1086.0258 | 165275.4428
3 | 3 | 10 | 762 | 108 | -5.8 | 1.1 | 749.431 | 18.601 | 4750.594 | 4571.667 | 1.1165 | 1116.5002 | 169913.1506
3 | 3 | 11 | 778 | 103 | -2.3 | 1.1 | 850.856 | 25.586 | 5244.722 | 5045.217 | 1.1347 | 1134.6575 | 172676.3925
3 | 3 | 12 | 969 | 70 | -1.4 | 1.7 | 1014.672 | 28.294 | 6180.421 | 5938.786 | 1.1345 | 1134.464 | 172646.9492
3 | 3 | 13 | 916 | 82 | 0.2 | 1.7 | 975.931 | 29.324 | 5913.827 | 5684.617 | 1.1255 | 1125.4561 | 171276.0918
3 | 3 | 14 | 747 | 116 | 0.7 | 1.9 | 803.533 | 24.317 | 4976.476 | 4788.285 | 1.1155 | 1115.5198 | 169763.946
3 | 3 | 15 | 650 | 108 | 1.1 | 1.7 | 611.662 | 19.651 | 3841.124 | 3697.047 | 1.1231 | 1123.1323 | 170922.4459
3 | 3 | 16 | 38 | 114 | -1.4 | 2.5 | 147.918 | 2.487 | 1005.735 | 945.18 | 1.1525 | 1152.4571 | 175385.2012
3 | 3 | 17 | 55 | 48 | 0 | 3.6 | 74.827 | 0.323 | 495.638 | 446.07 | 1.1824 | 1182.3622 | 179936.2745
3 | 3 | 18 | 0 | 5 | -1.5 | 4.2 | 4.523 | -2.921 | 31.678 | 0 | 1.1928 | 1192.7906 | 181523.3038
3 | 3 | 19 | 0 | 0 | -3.1 | 3.6 | 0 | -3.1 | 0 | 0 | 1.2094 | 1209.3931 | 184049.9369
3 | 3 | 20 | 0 | 0 | -4.2 | 3.1 | 0 | -4.2 | 0 | 0 | 1.2357 | 1235.6885 | 188051.6625
3 | 3 | 21 | 0 | 0 | -4.5 | 2.5 | 0 | -4.5 | 0 | 0 | 1.1751 | 1175.0508 | 178823.5896
3 | 3 | 22 | 0 | 0 | -3.1 | 1.9 | 0 | -3.1 | 0 | 0 | 1.0512 | 1051.2471 | 159982.6855
3 | 3 | 23 | 0 | 0 | -2 | 4.2 | 0 | -2 | 0 | 0 | 0.91875 | 918.7475 | 139818.4138
3 | 4 | 0 | 0 | 0 | -6.2 | 3.1 | 0 | -6.2 | 0 | 0 | 0.82675 | 826.7479 | 125817.5692
3 | 4 | 1 | 0 | 0 | -7 | 4.2 | 0 | -7 | 0 | 0 | 0.76903 | 769.031 | 117033.992
3 | 4 | 2 | 0 | 0 | -4.4 | 1.9 | 0 | -4.4 | 0 | 0 | 0.7424 | 742.403 | 112981.6414
3 | 4 | 3 | 0 | 0 | -2.1 | 5.3 | 0 | -2.1 | 0 | 0 | 0.73156 | 731.5579 | 111331.2048
3 | 4 | 4 | 0 | 0 | -4.1 | 3.6 | 0 | -4.1 | 0 | 0 | 0.7383 | 738.3033 | 112357.7332
3 | 4 | 5 | 0 | 0 | -4 | 4.7 | 0 | -4 | 0 | 0 | 0.7856 | 785.5965 | 119554.9929
3 | 4 | 6 | 0 | 2 | -5.3 | 4.7 | 0 | -5.3 | 0 | 0 | 0.89494 | 894.9398 | 136195.2652
3 | 4 | 7 | 224 | 19 | -4 | 6.1 | 70.354 | -4.082 | 395.325 | 347.772 | 1.0065 | 1006.5188 | 153175.7659
3 | 4 | 8 | 707 | 39 | -2.6 | 4.7 | 337.844 | 2.883 | 2105.864 | 2017.421 | 1.047 | 1047.0182 | 159339.1131
3 | 4 | 9 | 825 | 62 | -0.9 | 5.3 | 594.544 | 9.505 | 3853.955 | 3709.414 | 1.086 | 1086.0258 | 165275.4428
3 | 4 | 10 | 882 | 80 | -0.3 | 5.6 | 806.691 | 14.018 | 5218.93 | 5020.528 | 1.1165 | 1116.5002 | 169913.1506
3 | 4 | 11 | 900 | 95 | 0.7 | 6.1 | 946.3 | 16.971 | 6069.896 | 5833.453 | 1.1347 | 1134.6575 | 172676.3925
3 | 4 | 12 | 891 | 106 | 1.4 | 3.6 | 999.265 | 24.786 | 6189.115 | 5947.068 | 1.1345 | 1134.464 | 172646.9492
3 | 4 | 13 | 873 | 109 | 2.4 | 2.5 | 971.438 | 28.148 | 5920.338 | 5690.829 | 1.1255 | 1125.4561 | 171276.0918
3 | 4 | 14 | 851 | 104 | 2.9 | 1.9 | 878.742 | 28.321 | 5339.897 | 5136.296 | 1.1155 | 1115.5198 | 169763.946
3 | 4 | 15 | 761 | 96 | 2.8 | 1.9 | 678.085 | 22.674 | 4197.296 | 4040.038 | 1.1231 | 1123.1323 | 170922.4459
3 | 4 | 16 | 501 | 85 | 0.6 | 1.1 | 373.031 | 13.738 | 2343.664 | 2248.44 | 1.1525 | 1152.4571 | 175385.2012
3 | 4 | 17 | 202 | 59 | -0.5 | 0 | 135.392 | 6.757 | 833.875 | 777.159 | 1.1824 | 1182.3622 | 179936.2745
3 | 4 | 18 | 0 | 6 | -3.3 | 1.7 | 5.427 | -4.983 | 38.34 | 0 | 1.1928 | 1192.7906 | 181523.3038
3 | 4 | 19 | 0 | 0 | -3.1 | 2.5 | 0 | -3.1 | 0 | 0 | 1.2094 | 1209.3931 | 184049.9369
3 | 4 | 20 | 0 | 0 | -3.4 | 3.1 | 0 | -3.4 | 0 | 0 | 1.2357 | 1235.6885 | 188051.6625
3 | 4 | 21 | 0 | 0 | -1.7 | 4.2 | 0 | -1.7 | 0 | 0 | 1.1751 | 1175.0508 | 178823.5896
3 | 4 | 22 | 0 | 0 | -3.2 | 4.2 | 0 | -3.2 | 0 | 0 | 1.0512 | 1051.2471 | 159982.6855
3 | 4 | 23 | 0 | 0 | -2.9 | 4.7 | 0 | -2.9 | 0 | 0 | 0.91875 | 918.7475 | 139818.4138
3 | 5 | 0 | 0 | 0 | -2.7 | 5.3 | 0 | -2.7 | 0 | 0 | 0.82675 | 826.7479 | 125817.5692
3 | 5 | 1 | 0 | 0 | -2.4 | 5.3 | 0 | -2.4 | 0 | 0 | 0.76903 | 769.031 | 117033.992
3 | 5 | 2 | 0 | 0 | -3.1 | 4.2 | 0 | -3.1 | 0 | 0 | 0.7424 | 742.403 | 112981.6414
3 | 5 | 3 | 0 | 0 | -3.3 | 3.6 | 0 | -3.3 | 0 | 0 | 0.73156 | 731.5579 | 111331.2048
3 | 5 | 4 | 0 | 0 | -3.6 | 3.1 | 0 | -3.6 | 0 | 0 | 0.7383 | 738.3033 | 112357.7332
3 | 5 | 5 | 0 | 0 | -3.1 | 3.1 | 0 | -3.1 | 0 | 0 | 0.7856 | 785.5965 | 119554.9929
3 | 5 | 6 | 0 | 2 | -2.7 | 3.1 | 0 | -2.7 | 0 | 0 | 0.89494 | 894.9398 | 136195.2652
3 | 5 | 7 | 11 | 24 | -3.8 | 1.9 | 26.774 | -5.355 | 184.507 | 141.036 | 1.0065 | 1006.5188 | 153175.7659
3 | 5 | 8 | 128 | 101 | -3.4 | 3.6 | 175.075 | -1.005 | 1179.487 | 1114.909 | 1.047 | 1047.0182 | 159339.1131
3 | 5 | 9 | 220 | 208 | -1.1 | 3.1 | 394.824 | 7.25 | 2623.397 | 2519.854 | 1.086 | 1086.0258 | 165275.4428
3 | 5 | 10 | 292 | 238 | 1.5 | 3.1 | 519.51 | 13.416 | 3380.969 | 3253.035 | 1.1165 | 1116.5002 | 169913.1506
3 | 5 | 11 | 480 | 221 | 3.2 | 2.5 | 722.515 | 21.438 | 4543.334 | 4372.693 | 1.1347 | 1134.6575 | 172676.3925
3 | 5 | 12 | 425 | 260 | 3.5 | 2.5 | 735.045 | 22.627 | 4600.078 | 4427.188 | 1.1345 | 1134.464 | 172646.9492
3 | 5 | 13 | 392 | 218 | 4.5 | 1.9 | 642.536 | 22.862 | 4016.002 | 3865.528 | 1.1255 | 1125.4561 | 171276.0918
3 | 5 | 14 | 484 | 178 | 6.9 | 3.6 | 651.125 | 21.659 | 4085.711 | 3932.646 | 1.1155 | 1115.5198 | 169763.946
3 | 5 | 15 | 354 | 155 | 6.1 | 5.3 | 444.471 | 14.166 | 2869.712 | 2758.536 | 1.1231 | 1123.1323 | 170922.4459
3 | 5 | 16 | 121 | 122 | 5 | 5.6 | 207.21 | 8.107 | 1363.18 | 1294.193 | 1.1525 | 1152.4571 | 175385.2012
3 | 5 | 17 | 181 | 59 | 3.1 | 4.7 | 128.471 | 4.571 | 802.992 | 746.951 | 1.1824 | 1182.3622 | 179936.2745
3 | 5 | 18 | 1 | 6 | 2.3 | 4.7 | 5.562 | 1.105 | 37.885 | 0 | 1.1928 | 1192.7906 | 181523.3038
3 | 5 | 19 | 0 | 0 | 2.2 | 5.6 | 0 | 2.2 | 0 | 0 | 1.2094 | 1209.3931 | 184049.9369
3 | 5 | 20 | 0 | 0 | 2.3 | 5.3 | 0 | 2.3 | 0 | 0 | 1.2357 | 1235.6885 | 188051.6625
3 | 5 | 21 | 0 | 0 | 2.4 | 4.2 | 0 | 2.4 | 0 | 0 | 1.1751 | 1175.0508 | 178823.5896
3 | 5 | 22 | 0 | 0 | 1.2 | 2.5 | 0 | 1.2 | 0 | 0 | 1.0512 | 1051.2471 | 159982.6855
3 | 5 | 23 | 0 | 0 | 2.5 | 6.1 | 0 | 2.5 | 0 | 0 | 0.91875 | 918.7475 | 139818.4138
3 | 6 | 0 | 0 | 0 | 3.2 | 6.1 | 0 | 3.2 | 0 | 0 | 0.82675 | 826.7479 | 125817.5692
3 | 6 | 1 | 0 | 0 | 4.6 | 3.6 | 0 | 4.6 | 0 | 0 | 0.76903 | 769.031 | 117033.992
3 | 6 | 2 | 0 | 0 | 3.8 | 4.2 | 0 | 3.8 | 0 | 0 | 0.7424 | 742.403 | 112981.6414
3 | 6 | 3 | 0 | 0 | 2.4 | 1.9 | 0 | 2.4 | 0 | 0 | 0.73156 | 731.5579 | 111331.2048
3 | 6 | 4 | 0 | 0 | 2.3 | 4.2 | 0 | 2.3 | 0 | 0 | 0.7383 | 738.3033 | 112357.7332
3 | 6 | 5 | 0 | 0 | 2 | 4.7 | 0 | 2 | 0 | 0 | 0.7856 | 785.5965 | 119554.9929
3 | 6 | 6 | 0 | 2 | 0.2 | 2.5 | 0 | 0.2 | 0 | 0 | 0.89494 | 894.9398 | 136195.2652
3 | 6 | 7 | 113 | 22 | -1.6 | 2.5 | 51.007 | -2.327 | 306.325 | 260.52 | 1.0065 | 1006.5188 | 153175.7659
3 | 6 | 8 | 474 | 46 | -0.4 | 3.6 | 259.28 | 4.046 | 1630.578 | 1554.886 | 1.047 | 1047.0182 | 159339.1131
3 | 6 | 9 | 836 | 55 | 1.1 | 1.9 | 598.284 | 16.736 | 3757.79 | 3616.711 | 1.086 | 1086.0258 | 165275.4428
3 | 6 | 10 | 856 | 71 | 2.4 | 1.7 | 780.803 | 24.733 | 4811.023 | 4629.642 | 1.1165 | 1116.5002 | 169913.1506
3 | 6 | 11 | 832 | 110 | 3.4 | 1.1 | 915.132 | 32.802 | 5450.226 | 5241.824 | 1.1347 | 1134.6575 | 172676.3925
3 | 6 | 12 | 658 | 186 | 3.8 | 1.1 | 880.152 | 32.746 | 5248.586 | 5048.916 | 1.1345 | 1134.464 | 172646.9492
3 | 6 | 13 | 342 | 229 | 3.1 | 1.1 | 610.445 | 24.212 | 3791.746 | 3649.449 | 1.1255 | 1125.4561 | 171276.0918
3 | 6 | 14 | 292 | 196 | 3.9 | 0.6 | 495.839 | 22.656 | 3098.567 | 2980.042 | 1.1155 | 1115.5198 | 169763.946
3 | 6 | 15 | 356 | 186 | 3.9 | 1.9 | 485.561 | 17.229 | 3094.274 | 2975.889 | 1.1231 | 1123.1323 | 170922.4459
3 | 6 | 16 | 596 | 72 | 3.4 | 3.6 | 411.743 | 12.421 | 2595.891 | 2493.182 | 1.1525 | 1152.4571 | 175385.2012
3 | 6 | 17 | 192 | 50 | 1.4 | 3.1 | 118.825 | 3.594 | 736.608 | 682.004 | 1.1824 | 1182.3622 | 179936.2745
3 | 6 | 18 | 0 | 8 | 0.3 | 4.2 | 7.236 | -0.961 | 50.273 | 9.29 | 1.1928 | 1192.7906 | 181523.3038
3 | 6 | 19 | 0 | 0 | -0.4 | 3.1 | 0 | -0.4 | 0 | 0 | 1.2094 | 1209.3931 | 184049.9369
3 | 6 | 20 | 0 | 0 | -0.6 | 3.6 | 0 | -0.6 | 0 | 0 | 1.2357 | 1235.6885 | 188051.6625
3 | 6 | 21 | 0 | 0 | -1.3 | 0.6 | 0 | -1.3 | 0 | 0 | 1.1751 | 1175.0508 | 178823.5896
3 | 6 | 22 | 0 | 0 | -2 | 0.6 | 0 | -2 | 0 | 0 | 1.0512 | 1051.2471 | 159982.6855
3 | 6 | 23 | 0 | 0 | -3.4 | 0 | 0 | -3.4 | 0 | 0 | 0.91875 | 918.7475 | 139818.4138
3 | 7 | 0 | 0 | 0 | -3.4 | 1.1 | 0 | -3.4 | 0 | 0 | 0.82675 | 826.7479 | 125817.5692
3 | 7 | 1 | 0 | 0 | -3.7 | 1.7 | 0 | -3.7 | 0 | 0 | 0.76903 | 769.031 | 117033.992
3 | 7 | 2 | 0 | 0 | -4.3 | 1.1 | 0 | -4.3 | 0 | 0 | 0.7424 | 742.403 | 112981.6414
3 | 7 | 3 | 0 | 0 | -2.7 | 2.5 | 0 | -2.7 | 0 | 0 | 0.73156 | 731.5579 | 111331.2048
3 | 7 | 4 | 0 | 0 | -3.2 | 2.5 | 0 | -3.2 | 0 | 0 | 0.7383 | 738.3033 | 112357.7332
3 | 7 | 5 | 0 | 0 | -0.9 | 3.6 | 0 | -0.9 | 0 | 0 | 0.7856 | 785.5965 | 119554.9929
3 | 7 | 6 | 0 | 1 | -1.9 | 3.1 | 0 | -1.9 | 0 | 0 | 0.89494 | 894.9398 | 136195.2652
3 | 7 | 7 | 8 | 10 | -1.2 | 1.9 | 10.807 | -3.195 | 72.227 | 30.843 | 1.0065 | 1006.5188 | 153175.7659
3 | 7 | 8 | 167 | 81 | 0.4 | 1.9 | 167.819 | 3.028 | 1099.876 | 1037.159 | 1.047 | 1047.0182 | 159339.1131
3 | 7 | 9 | 333 | 124 | 1.6 | 1.9 | 359.024 | 10.279 | 2340.35 | 2245.222 | 1.086 | 1086.0258 | 165275.4428
3 | 7 | 10 | 686 | 118 | 5.8 | 1.1 | 710.809 | 27.378 | 4329.17 | 4166.878 | 1.1165 | 1116.5002 | 169913.1506
3 | 7 | 11 | 854 | 135 | 7.1 | 0 | 967.575 | 44.339 | 5438.765 | 5230.864 | 1.1347 | 1134.6575 | 172676.3925
3 | 7 | 12 | 673 | 196 | 7.5 | 0 | 908.089 | 44.349 | 5108.893 | 4915.16 | 1.1345 | 1134.464 | 172646.9492
3 | 7 | 13 | 809 | 97 | 7.7 | 0 | 903.952 | 44.085 | 5090.83 | 4897.858 | 1.1255 | 1125.4561 | 171276.0918
3 | 7 | 14 | 611 | 114 | 8.7 | 1.9 | 691.431 | 28.727 | 4195.425 | 4038.237 | 1.1155 | 1115.5198 | 169763.946
3 | 7 | 15 | 884 | 62 | 7.6 | 3.6 | 718.932 | 23.967 | 4420.609 | 4254.779 | 1.1231 | 1123.1323 | 170922.4459
3 | 7 | 16 | 834 | 45 | 5.9 | 3.6 | 498.679 | 17.417 | 3056.023 | 2938.884 | 1.1525 | 1152.4571 | 175385.2012
3 | 7 | 17 | 629 | 32 | 3.4 | 3.6 | 228.946 | 8.222 | 1295.02 | 1227.687 | 1.1824 | 1182.3622 | 179936.2745
3 | 7 | 18 | 4 | 8 | 1.1 | 3.1 | 7.753 | 0.009 | 51.962 | 10.948 | 1.1928 | 1192.7906 | 181523.3038
3 | 7 | 19 | 0 | 0 | 2.2 | 4.7 | 0 | 2.2 | 0 | 0 | 1.2094 | 1209.3931 | 184049.9369
3 | 7 | 20 | 0 | 0 | 1.4 | 3.1 | 0 | 1.4 | 0 | 0 | 1.2357 | 1235.6885 | 188051.6625
3 | 7 | 21 | 0 | 0 | 1.2 | 4.2 | 0 | 1.2 | 0 | 0 | 1.1751 | 1175.0508 | 178823.5896
3 | 7 | 22 | 0 | 0 | -0.1 | 3.6 | 0 | -0.1 | 0 | 0 | 1.0512 | 1051.2471 | 159982.6855
3 | 7 | 23 | 0 | 0 | 1.2 | 3.6 | 0 | 1.2 | 0 | 0 | 0.91875 | 918.7475 | 139818.4138
3 | 8 | 0 | 0 | 0 | 1.1 | 3.6 | 0 | 1.1 | 0 | 0 | 0.82675 | 826.7479 | 125817.5692
3 | 8 | 1 | 0 | 0 | 0.3 | 3.1 | 0 | 0.3 | 0 | 0 | 0.76903 | 769.031 | 117033.992
3 | 8 | 2 | 0 | 0 | 0.3 | 3.1 | 0 | 0.3 | 0 | 0 | 0.7424 | 742.403 | 112981.6414
3 | 8 | 3 | 0 | 0 | 0.5 | 3.6 | 0 | 0.5 | 0 | 0 | 0.73156 | 731.5579 | 111331.2048
3 | 8 | 4 | 0 | 0 | 0.5 | 1.9 | 0 | 0.5 | 0 | 0 | 0.7383 | 738.3033 | 112357.7332
3 | 8 | 5 | 0 | 0 | 1.3 | 1.9 | 0 | 1.3 | 0 | 0 | 0.7856 | 785.5965 | 119554.9929
3 | 8 | 6 | 0 | 1 | 2.1 | 4.2 | 0 | 2.1 | 0 | 0 | 0.89494 | 894.9398 | 136195.2652
3 | 8 | 7 | 0 | 7 | 2.1 | 3.6 | 6.371 | 0.452 | 43.998 | 3.129 | 1.0065 | 1006.5188 | 153175.7659
3 | 8 | 8 | 0 | 40 | 0.6 | 4.2 | 36.605 | -0.253 | 253.563 | 208.778 | 1.047 | 1047.0182 | 159339.1131
3 | 8 | 9 | 0 | 92 | 2.3 | 3.1 | 87.593 | 2.669 | 599.304 | 547.603 | 1.086 | 1086.0258 | 165275.4428
3 | 8 | 10 | 25 | 185 | 2.4 | 3.1 | 208.269 | 5.905 | 1404.442 | 1334.442 | 1.1165 | 1116.5002 | 169913.1506
3 | 8 | 11 | 301 | 246 | 4.1 | 4.2 | 583.324 | 15.552 | 3769.263 | 3627.774 | 1.1347 | 1134.6575 | 172676.3925
3 | 8 | 12 | 921 | 112 | 5.4 | 2.5 | 1045.048 | 31.602 | 6266.513 | 6020.792 | 1.1345 | 1134.464 | 172646.9492
3 | 8 | 13 | 959 | 73 | 6.6 | 1.9 | 1006.345 | 35.268 | 5925.402 | 5695.66 | 1.1255 | 1125.4561 | 171276.0918
3 | 8 | 14 | 836 | 80 | 6.6 | 1.1 | 838.173 | 34.524 | 4943.459 | 4756.638 | 1.1155 | 1115.5198 | 169763.946
3 | 8 | 15 | 528 | 93 | 4.8 | 1.7 | 513.719 | 20.628 | 3214.773 | 3092.422 | 1.1231 | 1123.1323 | 170922.4459
3 | 8 | 16 | 517 | 69 | 4.2 | 3.1 | 368.997 | 12.765 | 2327.013 | 2232.273 | 1.1525 | 1152.4571 | 175385.2012
3 | 8 | 17 | 380 | 42 | 2.4 | 3.1 | 169.631 | 5.729 | 1002.698 | 942.212 | 1.1824 | 1182.3622 | 179936.2745
3 | 8 | 18 | 1 | 9 | 1.2 | 1.1 | 8.267 | -0.307 | 56.858 | 15.755 | 1.1928 | 1192.7906 | 181523.3038
3 | 8 | 19 | 0 | 0 | -1.1 | 1.1 | 0 | -1.1 | 0 | 0 | 1.2094 | 1209.3931 | 184049.9369
3 | 8 | 20 | 0 | 0 | -1.8 | 1.7 | 0 | -1.8 | 0 | 0 | 1.2357 | 1235.6885 | 188051.6625
3 | 8 | 21 | 0 | 0 | -0.5 | 1.9 | 0 | -0.5 | 0 | 0 | 1.1751 | 1175.0508 | 178823.5896
3 | 8 | 22 | 0 | 0 | -1.8 | 1.1 | 0 | -1.8 | 0 | 0 | 1.0512 | 1051.2471 | 159982.6855
3 | 8 | 23 | 0 | 0 | -2.3 | 1.7 | 0 | -2.3 | 0 | 0 | 0.91875 | 918.7475 | 139818.4138
3 | 9 | 0 | 0 | 0 | -2.3 | 0.6 | 0 | -2.3 | 0 | 0 | 0.82675 | 826.7479 | 125817.5692
3 | 9 | 1 | 0 | 0 | -1.8 | 2.5 | 0 | -1.8 | 0 | 0 | 0.76903 | 769.031 | 117033.992
3 | 9 | 2 | 0 | 0 | -0.9 | 1.7 | 0 | -0.9 | 0 | 0 | 0.7424 | 742.403 | 112981.6414
3 | 9 | 3 | 0 | 0 | -3 | 1.9 | 0 | -3 | 0 | 0 | 0.73156 | 731.5579 | 111331.2048
3 | 9 | 4 | 0 | 0 | -1.9 | 3.1 | 0 | -1.9 | 0 | 0 | 0.7383 | 738.3033 | 112357.7332
3 | 9 | 5 | 0 | 0 | -1.3 | 4.2 | 0 | -1.3 | 0 | 0 | 0.7856 | 785.5965 | 119554.9929
3 | 9 | 6 | 0 | 1 | -1.1 | 5.3 | 0 | -1.1 | 0 | 0 | 0.89494 | 894.9398 | 136195.2652
3 | 9 | 7 | 0 | 13 | -1.1 | 3.6 | 11.861 | -2.642 | 82.982 | 41.4 | 1.0065 | 1006.5188 | 153175.7659
3 | 9 | 8 | 0 | 54 | -0.6 | 4.7 | 50.559 | -1.099 | 351.466 | 304.78 | 1.047 | 1047.0182 | 159339.1131
3 | 9 | 9 | 0 | 119 | 0.3 | 5.3 | 117.058 | 1.177 | 805.983 | 749.877 | 1.086 | 1086.0258 | 165275.4428
3 | 9 | 10 | 12 | 207 | 0.9 | 1.7 | 223.825 | 5.72 | 1511.093 | 1438.438 | 1.1165 | 1116.5002 | 169913.1506
3 | 9 | 11 | 74 | 260 | 1.9 | 3.1 | 363.478 | 9.582 | 2413.009 | 2315.758 | 1.1347 | 1134.6575 | 172676.3925
3 | 9 | 12 | 69 | 282 | 2.7 | 2.5 | 389.825 | 12.062 | 2560.296 | 2458.662 | 1.1345 | 1134.464 | 172646.9492
3 | 9 | 13 | 15 | 274 | 3.3 | 2.5 | 303.59 | 10.507 | 2007.793 | 1922.069 | 1.1255 | 1125.4561 | 171276.0918
3 | 9 | 14 | 19 | 240 | 2.4 | 1.1 | 267.844 | 10.261 | 1773.027 | 1693.625 | 1.1155 | 1115.5198 | 169763.946
3 | 9 | 15 | 57 | 197 | 3.2 | 1.1 | 262.334 | 10.684 | 1730.146 | 1651.871 | 1.1231 | 1123.1323 | 170922.4459
3 | 9 | 16 | 106 | 123 | 3.1 | 1.7 | 197.554 | 7.74 | 1303.902 | 1236.354 | 1.1525 | 1152.4571 | 175385.2012
3 | 9 | 17 | 51 | 58 | 1 | 1.7 | 77.695 | 1.809 | 514.087 | 464.143 | 1.1824 | 1182.3622 | 179936.2745
3 | 9 | 18 | 1 | 11 | 0 | 1.7 | 10.073 | -1.773 | 69.801 | 28.462 | 1.1928 | 1192.7906 | 181523.3038
3 | 9 | 19 | 0 | 0 | 1.2 | 4.2 | 0 | 1.2 | 0 | 0 | 1.2094 | 1209.3931 | 184049.9369
3 | 9 | 20 | 0 | 0 | 0.8 | 4.7 | 0 | 0.8 | 0 | 0 | 1.2357 | 1235.6885 | 188051.6625
3 | 9 | 21 | 0 | 0 | 1.1 | 6.1 | 0 | 1.1 | 0 | 0 | 1.1751 | 1175.0508 | 178823.5896
3 | 9 | 22 | 0 | 0 | 1 | 7.2 | 0 | 1 | 0 | 0 | 1.0512 | 1051.2471 | 159982.6855
3 | 9 | 23 | 0 | 0 | 0.3 | 7.2 | 0 | 0.3 | 0 | 0 | 0.91875 | 918.7475 | 139818.4138
3 | 10 | 0 | 0 | 0 | -0.2 | 6.7 | 0 | -0.2 | 0 | 0 | 0.82675 | 826.7479 | 125817.5692
3 | 10 | 1 | 0 | 0 | 0.1 | 3.1 | 0 | 0.1 | 0 | 0 | 0.76903 | 769.031 | 117033.992
3 | 10 | 2 | 0 | 0 | 0.1 | 3.6 | 0 | 0.1 | 0 | 0 | 0.7424 | 742.403 | 112981.6414
3 | 10 | 3 | 0 | 0 | -0.3 | 4.2 | 0 | -0.3 | 0 | 0 | 0.73156 | 731.5579 | 111331.2048
3 | 10 | 4 | 0 | 0 | -0.3 | 4.2 | 0 | -0.3 | 0 | 0 | 0.7383 | 738.3033 | 112357.7332
3 | 10 | 5 | 0 | 0 | -1.7 | 4.2 | 0 | -1.7 | 0 | 0 | 0.7856 | 785.5965 | 119554.9929
3 | 10 | 6 | 0 | 4 | -1.7 | 4.7 | 0 | -1.7 | 0 | 0 | 0.89494 | 894.9398 | 136195.2652
3 | 10 | 7 | 52 | 44 | -1.8 | 4.7 | 61.363 | -2.085 | 405.27 | 357.52 | 1.0065 | 1006.5188 | 153175.7659
3 | 10 | 8 | 331 | 121 | -0.1 | 5.6 | 285.646 | 3.873 | 1855.316 | 1773.728 | 1.047 | 1047.0182 | 159339.1131
3 | 10 | 9 | 255 | 197 | 0.8 | 6.7 | 395.756 | 6.438 | 2637.29 | 2533.323 | 1.086 | 1086.0258 | 165275.4428
3 | 10 | 10 | 4 | 240 | 1.4 | 7.2 | 257.652 | 4.713 | 1747.365 | 1668.639 | 1.1165 | 1116.5002 | 169913.1506
3 | 10 | 11 | 25 | 279 | 1.6 | 7.8 | 319.512 | 5.531 | 2159.21 | 2069.269 | 1.1347 | 1134.6575 | 172676.3925
3 | 10 | 12 | 191 | 284 | 2.3 | 7.8 | 526.054 | 9.395 | 3495.489 | 3363.631 | 1.1345 | 1134.464 | 172646.9492
3 | 10 | 13 | 417 | 186 | 2.5 | 6.7 | 646.464 | 12.561 | 4234.645 | 4075.969 | 1.1255 | 1125.4561 | 171276.0918
3 | 10 | 14 | 832 | 110 | 3.6 | 6.1 | 880.241 | 18.526 | 5601.719 | 5386.629 | 1.1155 | 1115.5198 | 169763.946
3 | 10 | 15 | 740 | 105 | 3.4 | 8.3 | 681.402 | 12.94 | 4413.659 | 4248.099 | 1.1231 | 1123.1323 | 170922.4459
3 | 10 | 16 | 256 | 129 | 2.4 | 10.3 | 291.285 | 5.568 | 1923.34 | 1839.92 | 1.1525 | 1152.4571 | 175385.2012
3 | 10 | 17 | 198 | 58 | 1.3 | 5.3 | 128.919 | 2.783 | 806.647 | 750.527 | 1.1824 | 1182.3622 | 179936.2745
3 | 10 | 18 | 9 | 11 | 0.6 | 5.3 | 11.033 | -0.424 | 72.76 | 31.366 | 1.1928 | 1192.7906 | 181523.3038
3 | 10 | 19 | 0 | 0 | -0.6 | 1.9 | 0 | -0.6 | 0 | 0 | 1.2094 | 1209.3931 | 184049.9369
3 | 10 | 20 | 0 | 0 | -2.2 | 1.7 | 0 | -2.2 | 0 | 0 | 1.2357 | 1235.6885 | 188051.6625
3 | 10 | 21 | 0 | 0 | -2.7 | 1.7 | 0 | -2.7 | 0 | 0 | 1.1751 | 1175.0508 | 178823.5896
3 | 10 | 22 | 0 | 0 | -3.4 | 1.1 | 0 | -3.4 | 0 | 0 | 1.0512 | 1051.2471 | 159982.6855
3 | 10 | 23 | 0 | 0 | -5.1 | 1.9 | 0 | -5.1 | 0 | 0 | 0.91875 | 918.7475 | 139818.4138
3 | 11 | 0 | 0 | 0 | -5.1 | 1.7 | 0 | -5.1 | 0 | 0 | 0.82675 | 826.7479 | 125817.5692
3 | 11 | 1 | 0 | 0 | -4.4 | 1.7 | 0 | -4.4 | 0 | 0 | 0.76903 | 769.031 | 117033.992
3 | 11 | 2 | 0 | 0 | -4.1 | 2.5 | 0 | -4.1 | 0 | 0 | 0.7424 | 742.403 | 112981.6414
3 | 11 | 3 | 0 | 0 | -3.4 | 3.6 | 0 | -3.4 | 0 | 0 | 0.73156 | 731.5579 | 111331.2048
3 | 11 | 4 | 0 | 0 | -4.4 | 3.1 | 0 | -4.4 | 0 | 0 | 0.7383 | 738.3033 | 112357.7332
3 | 11 | 5 | 0 | 0 | -3.6 | 6.1 | 0 | -3.6 | 0 | 0 | 0.7856 | 785.5965 | 119554.9929
3 | 11 | 6 | 1 | 6 | -3.6 | 7.2 | 0 | -3.6 | 0 | 0 | 0.89494 | 894.9398 | 136195.2652
3 | 11 | 7 | 483 | 30 | -2.8 | 6.7 | 124.435 | -1.97 | 654.056 | 601.208 | 1.0065 | 1006.5188 | 153175.7659
3 | 11 | 8 | 696 | 59 | -0.9 | 8.6 | 374.245 | 3.429 | 2366.776 | 2270.879 | 1.047 | 1047.0182 | 159339.1131
3 | 11 | 9 | 692 | 103 | 0.2 | 8.3 | 579.728 | 7.815 | 3807.987 | 3665.107 | 1.086 | 1086.0258 | 165275.4428
3 | 11 | 10 | 514 | 179 | 1.9 | 7.2 | 646.974 | 11.555 | 4242.559 | 4083.582 | 1.1165 | 1116.5002 | 169913.1506
3 | 11 | 11 | 444 | 245 | 2.7 | 7.8 | 713.196 | 12.914 | 4662.938 | 4487.54 | 1.1347 | 1134.6575 | 172676.3925
3 | 11 | 12 | 247 | 321 | 3.3 | 8.3 | 629.491 | 11.946 | 4136.052 | 3981.103 | 1.1345 | 1134.464 | 172646.9492
3 | 11 | 13 | 45 | 283 | 3.1 | 7.8 | 365.822 | 8.082 | 2445.044 | 2346.847 | 1.1255 | 1125.4561 | 171276.0918
3 | 11 | 14 | 26 | 227 | 3.5 | 8.6 | 256.259 | 6.386 | 1725.107 | 1646.964 | 1.1155 | 1115.5198 | 169763.946
3 | 11 | 15 | 131 | 220 | 3.9 | 6.7 | 344.677 | 8.677 | 2289.989 | 2196.319 | 1.1231 | 1123.1323 | 170922.4459
3 | 11 | 16 | 0 | 95 | 3.1 | 6.1 | 92.136 | 3.864 | 627.181 | 574.897 | 1.1525 | 1152.4571 | 175385.2012
3 | 11 | 17 | 0 | 38 | 2.4 | 6.1 | 35.31 | 1.837 | 242.444 | 197.872 | 1.1824 | 1182.3622 | 179936.2745
3 | 11 | 18 | 0 | 7 | 2.3 | 6.7 | 6.332 | 1.223 | 43.586 | 2.725 | 1.1928 | 1192.7906 | 181523.3038
3 | 11 | 19 | 0 | 0 | 2.3 | 6.1 | 0 | 2.3 | 0 | 0 | 1.2094 | 1209.3931 | 184049.9369
3 | 11 | 20 | 0 | 0 | 2.1 | 5.6 | 0 | 2.1 | 0 | 0 | 1.2357 | 1235.6885 | 188051.6625
3 | 11 | 21 | 0 | 0 | 2.5 | 1.1 | 0 | 2.5 | 0 | 0 | 1.1751 | 1175.0508 | 178823.5896
3 | 11 | 22 | 0 | 0 | 3.1 | 9.7 | 0 | 3.1 | 0 | 0 | 1.0512 | 1051.2471 | 159982.6855
3 | 11 | 23 | 0 | 0 | 2.8 | 7.8 | 0 | 2.8 | 0 | 0 | 0.91875 | 918.7475 | 139818.4138
3 | 12 | 0 | 0 | 0 | 2 | 4.2 | 0 | 2 | 0 | 0 | 0.82675 | 826.7479 | 125817.5692
3 | 12 | 1 | 0 | 0 | 3 | 6.1 | 0 | 3 | 0 | 0 | 0.76903 | 769.031 | 117033.992
3 | 12 | 2 | 0 | 0 | 2.5 | 5.3 | 0 | 2.5 | 0 | 0 | 0.7424 | 742.403 | 112981.6414
3 | 12 | 3 | 0 | 0 | 2.2 | 5.6 | 0 | 2.2 | 0 | 0 | 0.73156 | 731.5579 | 111331.2048
3 | 12 | 4 | 0 | 0 | 2.1 | 3.6 | 0 | 2.1 | 0 | 0 | 0.7383 | 738.3033 | 112357.7332
3 | 12 | 5 | 0 | 0 | 1.6 | 3.6 | 0 | 1.6 | 0 | 0 | 0.7856 | 785.5965 | 119554.9929
3 | 12 | 6 | 0 | 2 | 3.1 | 4.2 | 0 | 3.1 | 0 | 0 | 0.89494 | 894.9398 | 136195.2652
3 | 12 | 7 | 0 | 20 | 2.1 | 0.6 | 18.289 | -0.417 | 126.774 | 84.384 | 1.0065 | 1006.5188 | 153175.7659
3 | 12 | 8 | 0 | 78 | 2.7 | 1.7 | 75.839 | 2.685 | 518.845 | 468.803 | 1.047 | 1047.0182 | 159339.1131
3 | 12 | 9 | 3 | 161 | 3.4 | 2.5 | 166.112 | 6.009 | 1120.065 | 1056.879 | 1.086 | 1086.0258 | 165275.4428
3 | 12 | 10 | 29 | 235 | 3.7 | 3.1 | 269.209 | 8.913 | 1792.049 | 1712.146 | 1.1165 | 1116.5002 | 169913.1506
3 | 12 | 11 | 71 | 301 | 4.9 | 4.2 | 413.788 | 12.823 | 2708.198 | 2602.06 | 1.1347 | 1134.6575 | 172676.3925
3 | 12 | 12 | 16 | 250 | 7.4 | 1.1 | 272.067 | 15.867 | 1756.9 | 1677.924 | 1.1345 | 1134.464 | 172646.9492
3 | 12 | 13 | 0 | 220 | 5.4 | 1.9 | 221.875 | 10.578 | 1466.974 | 1395.425 | 1.1255 | 1125.4561 | 171276.0918
3 | 12 | 14 | 0 | 189 | 5.8 | 1.9 | 188.564 | 9.844 | 1250.76 | 1184.489 | 1.1155 | 1115.5198 | 169763.946
3 | 12 | 15 | 6 | 159 | 5.1 | 0 | 162.756 | 11.241 | 1072.598 | 1010.512 | 1.1231 | 1123.1323 | 170922.4459
3 | 12 | 16 | 103 | 136 | 4.7 | 0.6 | 210.493 | 10.8 | 1372.864 | 1303.639 | 1.1525 | 1152.4571 | 175385.2012
3 | 12 | 17 | 466 | 64 | 3.3 | 0 | 215.658 | 11.891 | 1248.807 | 1182.584 | 1.1824 | 1182.3622 | 179936.2745
3 | 12 | 18 | 7 | 18 | 2.4 | 2.5 | 17.082 | 1.491 | 114.636 | 72.47 | 1.1928 | 1192.7906 | 181523.3038
3 | 12 | 19 | 0 | 0 | 1.6 | 1.9 | 0 | 1.6 | 0 | 0 | 1.2094 | 1209.3931 | 184049.9369
3 | 12 | 20 | 0 | 0 | 1.3 | 1.1 | 0 | 1.3 | 0 | 0 | 1.2357 | 1235.6885 | 188051.6625
3 | 12 | 21 | 0 | 0 | 0.8 | 3.1 | 0 | 0.8 | 0 | 0 | 1.1751 | 1175.0508 | 178823.5896
3 | 12 | 22 | 0 | 0 | 1.4 | 5.6 | 0 | 1.4 | 0 | 0 | 1.0512 | 1051.2471 | 159982.6855
3 | 12 | 23 | 0 | 0 | 1.6 | 5.6 | 0 | 1.6 | 0 | 0 | 0.91875 | 918.7475 | 139818.4138
3 | 13 | 0 | 0 | 0 | 0.1 | 8.3 | 0 | 0.1 | 0 | 0 | 0.82675 | 826.7479 | 125817.5692
3 | 13 | 1 | 0 | 0 | -0.2 | 5.6 | 0 | -0.2 | 0 | 0 | 0.76903 | 769.031 | 117033.992
3 | 13 | 2 | 0 | 0 | -0.2 | 6.1 | 0 | -0.2 | 0 | 0 | 0.7424 | 742.403 | 112981.6414
3 | 13 | 3 | 0 | 0 | -0.7 | 7.2 | 0 | -0.7 | 0 | 0 | 0.73156 | 731.5579 | 111331.2048
3 | 13 | 4 | 0 | 0 | -1.2 | 8.6 | 0 | -1.2 | 0 | 0 | 0.7383 | 738.3033 | 112357.7332
3 | 13 | 5 | 0 | 0 | -1.7 | 8.3 | 0 | -1.7 | 0 | 0 | 0.7856 | 785.5965 | 119554.9929
3 | 13 | 6 | 0 | 4 | -2 | 7.8 | 3.618 | -3.042 | 25.356 | 0 | 0.89494 | 894.9398 | 136195.2652
3 | 13 | 7 | 0 | 35 | -2 | 8.3 | 34.618 | -2.565 | 242.124 | 197.558 | 1.0065 | 1006.5188 | 153175.7659
3 | 13 | 8 | 3 | 120 | -2.1 | 7.2 | 126.346 | -1.247 | 878.047 | 820.358 | 1.047 | 1047.0182 | 159339.1131
3 | 13 | 9 | 11 | 226 | -1.7 | 7.8 | 252.132 | 1.083 | 1735.569 | 1657.152 | 1.086 | 1086.0258 | 165275.4428
3 | 13 | 10 | 43 | 269 | -1.4 | 6.7 | 344.552 | 3.344 | 2349.25 | 2253.864 | 1.1165 | 1116.5002 | 169913.1506
3 | 13 | 11 | 234 | 330 | -1.2 | 7.2 | 617.251 | 7.723 | 4130.378 | 3975.642 | 1.1347 | 1134.6575 | 172676.3925
3 | 13 | 12 | 106 | 327 | 0.3 | 7.2 | 483.125 | 7.397 | 3238.662 | 3115.516 | 1.1345 | 1134.464 | 172646.9492
3 | 13 | 13 | 92 | 358 | -0.1 | 8.3 | 513.55 | 6.651 | 3453.685 | 3323.267 | 1.1255 | 1125.4561 | 171276.0918
3 | 13 | 14 | 176 | 335 | 0.2 | 8.3 | 562.84 | 7.69 | 3765.611 | 3624.252 | 1.1155 | 1115.5198 | 169763.946
3 | 13 | 15 | 114 | 239 | 0 | 8.3 | 356.197 | 4.55 | 2410.641 | 2313.459 | 1.1231 | 1123.1323 | 170922.4459
3 | 13 | 16 | 209 | 169 | -0.1 | 7.8 | 308.661 | 3.751 | 2065.696 | 1978.373 | 1.1525 | 1152.4571 | 175385.2012
3 | 13 | 17 | 74 | 112 | -0.9 | 10.3 | 157.295 | 0.342 | 1058.729 | 996.963 | 1.1824 | 1182.3622 | 179936.2745
3 | 13 | 18 | 3 | 34 | -1.7 | 7.2 | 33.663 | -2.181 | 233.851 | 189.443 | 1.1928 | 1192.7906 | 181523.3038
3 | 13 | 19 | 0 | 0 | -2.7 | 6.1 | 0 | -2.7 | 0 | 0 | 1.2094 | 1209.3931 | 184049.9369
3 | 13 | 20 | 0 | 0 | -3.6 | 4.7 | 0 | -3.6 | 0 | 0 | 1.2357 | 1235.6885 | 188051.6625
3 | 13 | 21 | 0 | 0 | -4.6 | 5.3 | 0 | -4.6 | 0 | 0 | 1.1751 | 1175.0508 | 178823.5896
3 | 13 | 22 | 0 | 0 | -5.3 | 4.2 | 0 | -5.3 | 0 | 0 | 1.0512 | 1051.2471 | 159982.6855
3 | 13 | 23 | 0 | 0 | -6.1 | 5.3 | 0 | -6.1 | 0 | 0 | 0.91875 | 918.7475 | 139818.4138
3 | 14 | 0 | 0 | 0 | -6.7 | 4.7 | 0 | -6.7 | 0 | 0 | 0.82675 | 826.7479 | 125817.5692
3 | 14 | 1 | 0 | 0 | -6.8 | 4.7 | 0 | -6.8 | 0 | 0 | 0.76903 | 769.031 | 117033.992
3 | 14 | 2 | 0 | 0 | -6.9 | 5.6 | 0 | -6.9 | 0 | 0 | 0.7424 | 742.403 | 112981.6414
3 | 14 | 3 | 0 | 0 | -7.7 | 5.3 | 0 | -7.7 | 0 | 0 | 0.73156 | 731.5579 | 111331.2048
3 | 14 | 4 | 0 | 0 | -8.7 | 5.6 | 0 | -8.7 | 0 | 0 | 0.7383 | 738.3033 | 112357.7332
3 | 14 | 5 | 0 | 0 | -9.2 | 5.3 | 0 | -9.2 | 0 | 0 | 0.7856 | 785.5965 | 119554.9929
3 | 14 | 6 | 1 | 7 | -9.4 | 4.2 | 6.387 | -10.88 | 45.927 | 5.023 | 0.89494 | 894.9398 | 136195.2652
3 | 14 | 7 | 627 | 27 | -8.7 | 4.7 | 154.484 | -7.091 | 817.04 | 760.693 | 1.0065 | 1006.5188 | 153175.7659
3 | 14 | 8 | 683 | 59 | -8 | 4.7 | 375.653 | -1.594 | 2437.047 | 2339.087 | 1.047 | 1047.0182 | 159339.1131
3 | 14 | 9 | 604 | 99 | -6.2 | 5.3 | 525.859 | 2.951 | 3532.988 | 3399.831 | 1.086 | 1086.0258 | 165275.4428
3 | 14 | 10 | 772 | 130 | -5.5 | 6.1 | 809.129 | 7.999 | 5387.023 | 5181.379 | 1.1165 | 1116.5002 | 169913.1506
3 | 14 | 11 | 716 | 169 | -4.5 | 5.3 | 895.46 | 12.325 | 5869.29 | 5642.123 | 1.1347 | 1134.6575 | 172676.3925
3 | 14 | 12 | 824 | 152 | -2.9 | 5.3 | 1020.485 | 16.415 | 6571.372 | 6310.905 | 1.1345 | 1134.464 | 172646.9492
3 | 14 | 13 | 761 | 114 | -2.6 | 5.3 | 897.565 | 14.588 | 5826.225 | 5601.024 | 1.1255 | 1125.4561 | 171276.0918
3 | 14 | 14 | 891 | 90 | -2.6 | 5.6 | 907.985 | 14.003 | 5898.222 | 5669.729 | 1.1155 | 1115.5198 | 169763.946
3 | 14 | 15 | 773 | 110 | -3.4 | 4.7 | 715.482 | 11.27 | 4671.07 | 4495.346 | 1.1231 | 1123.1323 | 170922.4459
3 | 14 | 16 | 336 | 103 | -2.8 | 4.7 | 310.787 | 3.3 | 2062.345 | 1975.114 | 1.1525 | 1152.4571 | 175385.2012
3 | 14 | 17 | 77 | 44 | -4.2 | 3.1 | 70.129 | -3.504 | 462.749 | 413.847 | 1.1824 | 1182.3622 | 179936.2745
3 | 14 | 18 | 10 | 13 | -5.6 | 1.1 | 13.242 | -7.587 | 90.446 | 48.727 | 1.1928 | 1192.7906 | 181523.3038
3 | 14 | 19 | 0 | 0 | -7 | 1.1 | 0 | -7 | 0 | 0 | 1.2094 | 1209.3931 | 184049.9369
3 | 14 | 20 | 0 | 0 | -6.8 | 1.1 | 0 | -6.8 | 0 | 0 | 1.2357 | 1235.6885 | 188051.6625
3 | 14 | 21 | 0 | 0 | -7.2 | 1.7 | 0 | -7.2 | 0 | 0 | 1.1751 | 1175.0508 | 178823.5896
3 | 14 | 22 | 0 | 0 | -6.9 | 1.9 | 0 | -6.9 | 0 | 0 | 1.0512 | 1051.2471 | 159982.6855
3 | 14 | 23 | 0 | 0 | -5.5 | 1.9 | 0 | -5.5 | 0 | 0 | 0.91875 | 918.7475 | 139818.4138
3 | 15 | 0 | 0 | 0 | -5.5 | 1.9 | 0 | -5.5 | 0 | 0 | 0.82675 | 826.7479 | 125817.5692
3 | 15 | 1 | 0 | 0 | -5.4 | 1.9 | 0 | -5.4 | 0 | 0 | 0.76903 | 769.031 | 117033.992
3 | 15 | 2 | 0 | 0 | -6.1 | 3.1 | 0 | -6.1 | 0 | 0 | 0.7424 | 742.403 | 112981.6414
3 | 15 | 3 | 0 | 0 | -6.3 | 3.6 | 0 | -6.3 | 0 | 0 | 0.73156 | 731.5579 | 111331.2048
3 | 15 | 4 | 0 | 0 | -6.4 | 3.6 | 0 | -6.4 | 0 | 0 | 0.7383 | 738.3033 | 112357.7332
3 | 15 | 5 | 0 | 0 | -6.3 | 3.1 | 0 | -6.3 | 0 | 0 | 0.7856 | 785.5965 | 119554.9929
3 | 15 | 6 | 0 | 4 | -6.4 | 4.7 | 3.618 | -7.873 | 25.864 | 0 | 0.89494 | 894.9398 | 136195.2652
3 | 15 | 7 | 5 | 33 | -6.4 | 4.7 | 32.464 | -7.299 | 229.268 | 184.947 | 1.0065 | 1006.5188 | 153175.7659
3 | 15 | 8 | 26 | 113 | -6.1 | 4.2 | 132.581 | -4.815 | 929.127 | 870.301 | 1.047 | 1047.0182 | 159339.1131
3 | 15 | 9 | 38 | 196 | -5.6 | 4.2 | 242.451 | -1.701 | 1685.842 | 1608.723 | 1.086 | 1086.0258 | 165275.4428
3 | 15 | 10 | 61 | 268 | -5.4 | 3.6 | 354.83 | 1.811 | 2434.714 | 2336.823 | 1.1165 | 1116.5002 | 169913.1506
3 | 15 | 11 | 75 | 310 | -4.9 | 3.1 | 425.823 | 4.765 | 2886.869 | 2775.151 | 1.1347 | 1134.6575 | 172676.3925
3 | 15 | 12 | 113 | 338 | -4.4 | 3.6 | 502.615 | 6.712 | 3379.371 | 3251.49 | 1.1345 | 1134.464 | 172646.9492
3 | 15 | 13 | 209 | 320 | -4.3 | 2.5 | 584.516 | 10.669 | 3862.173 | 3717.334 | 1.1255 | 1125.4561 | 171276.0918
3 | 15 | 14 | 267 | 298 | -3.2 | 3.6 | 589.148 | 10.269 | 3896.215 | 3750.139 | 1.1155 | 1115.5198 | 169763.946
3 | 15 | 15 | 278 | 249 | -3 | 2.5 | 496.541 | 9.94 | 3276.062 | 3151.667 | 1.1231 | 1123.1323 | 170922.4459
3 | 15 | 16 | 247 | 171 | -2.8 | 1.9 | 329.521 | 6.383 | 2176.849 | 2086.41 | 1.1525 | 1152.4571 | 175385.2012
3 | 15 | 17 | 169 | 92 | -3.1 | 1.9 | 156.125 | 0.479 | 1014.259 | 953.51 | 1.1824 | 1182.3622 | 179936.2745
3 | 15 | 18 | 30 | 24 | -4.8 | 1.1 | 27.245 | -5.771 | 181.016 | 137.61 | 1.1928 | 1192.7906 | 181523.3038
3 | 15 | 19 | 0 | 0 | -5.7 | 1.1 | 0 | -5.7 | 0 | 0 | 1.2094 | 1209.3931 | 184049.9369
3 | 15 | 20 | 0 | 0 | -5.6 | 1.9 | 0 | -5.6 | 0 | 0 | 1.2357 | 1235.6885 | 188051.6625
3 | 15 | 21 | 0 | 0 | -6.2 | 3.1 | 0 | -6.2 | 0 | 0 | 1.1751 | 1175.0508 | 178823.5896
3 | 15 | 22 | 0 | 0 | -6.5 | 1.9 | 0 | -6.5 | 0 | 0 | 1.0512 | 1051.2471 | 159982.6855
3 | 15 | 23 | 0 | 0 | -7.2 | 1.9 | 0 | -7.2 | 0 | 0 | 0.91875 | 918.7475 | 139818.4138
3 | 16 | 0 | 0 | 0 | -6.7 | 3.1 | 0 | -6.7 | 0 | 0 | 0.82675 | 826.7479 | 125817.5692
3 | 16 | 1 | 0 | 0 | -7.8 | 3.1 | 0 | -7.8 | 0 | 0 | 0.76903 | 769.031 | 117033.992
3 | 16 | 2 | 0 | 0 | -8.1 | 3.1 | 0 | -8.1 | 0 | 0 | 0.7424 | 742.403 | 112981.6414
3 | 16 | 3 | 0 | 0 | -8.4 | 2.5 | 0 | -8.4 | 0 | 0 | 0.73156 | 731.5579 | 111331.2048
3 | 16 | 4 | 0 | 0 | -9.4 | 1.9 | 0 | -9.4 | 0 | 0 | 0.7383 | 738.3033 | 112357.7332
3 | 16 | 5 | 0 | 0 | -11.1 | 1.9 | 0 | -11.1 | 0 | 0 | 0.7856 | 785.5965 | 119554.9929
3 | 16 | 6 | 1 | 9 | -10.3 | 2.5 | 8.191 | -12.161 | 59.306 | 18.158 | 0.89494 | 894.9398 | 136195.2652
3 | 16 | 7 | 591 | 32 | -8.8 | 3.1 | 155.222 | -6.824 | 838.084 | 781.276 | 1.0065 | 1006.5188 | 153175.7659
3 | 16 | 8 | 734 | 70 | -6.3 | 2.5 | 414.392 | 3.203 | 2643.812 | 2539.647 | 1.047 | 1047.0182 | 159339.1131
3 | 16 | 9 | 802 | 93 | -4.5 | 1.9 | 651.488 | 13.358 | 4180.575 | 4023.948 | 1.086 | 1086.0258 | 165275.4428
3 | 16 | 10 | 920 | 74 | -3.3 | 1.9 | 855.815 | 20.823 | 5378.243 | 5172.98 | 1.1165 | 1116.5002 | 169913.1506
3 | 16 | 11 | 962 | 73 | -2.4 | 1.9 | 997.791 | 26.069 | 6140.702 | 5900.938 | 1.1347 | 1134.6575 | 172676.3925
3 | 16 | 12 | 973 | 73 | -0.3 | 0.6 | 1055.249 | 37.797 | 6138.803 | 5899.129 | 1.1345 | 1134.464 | 172646.9492
3 | 16 | 13 | 973 | 71 | 1.4 | 1.7 | 1033.849 | 32.081 | 6184.797 | 5942.954 | 1.1255 | 1125.4561 | 171276.0918
3 | 16 | 14 | 958 | 69 | 1.3 | 2.5 | 934.652 | 26.318 | 5737.283 | 5516.117 | 1.1155 | 1115.5198 | 169763.946
3 | 16 | 15 | 919 | 65 | 1.4 | 3.1 | 760.599 | 20.428 | 4760.42 | 4581.094 | 1.1231 | 1123.1323 | 170922.4459
3 | 16 | 16 | 842 | 56 | 1.7 | 1.1 | 529.399 | 19.941 | 3221.634 | 3099.055 | 1.1525 | 1152.4571 | 175385.2012
3 | 16 | 17 | 689 | 41 | 1.7 | 0 | 262.912 | 15.184 | 1459.266 | 1387.908 | 1.1824 | 1182.3622 | 179936.2745
3 | 16 | 18 | 239 | 16 | -2.1 | 1.1 | 43.833 | -1.839 | 212.026 | 168.034 | 1.1928 | 1192.7906 | 181523.3038
3 | 16 | 19 | 0 | 0 | -2.9 | 1.9 | 0 | -2.9 | 0 | 0 | 1.2094 | 1209.3931 | 184049.9369
3 | 16 | 20 | 0 | 0 | -4.4 | 1.9 | 0 | -4.4 | 0 | 0 | 1.2357 | 1235.6885 | 188051.6625
3 | 16 | 21 | 0 | 0 | -3.4 | 1.9 | 0 | -3.4 | 0 | 0 | 1.1751 | 1175.0508 | 178823.5896
3 | 16 | 22 | 0 | 0 | -5.1 | 2.5 | 0 | -5.1 | 0 | 0 | 1.0512 | 1051.2471 | 159982.6855
3 | 16 | 23 | 0 | 0 | -5.8 | 1.1 | 0 | -5.8 | 0 | 0 | 0.91875 | 918.7475 | 139818.4138
3 | 17 | 0 | 0 | 0 | -4.4 | 0 | 0 | -4.4 | 0 | 0 | 0.82675 | 826.7479 | 125817.5692
3 | 17 | 1 | 0 | 0 | -4.6 | 0 | 0 | -4.6 | 0 | 0 | 0.76903 | 769.031 | 117033.992
3 | 17 | 2 | 0 | 0 | -5.2 | 0 | 0 | -5.2 | 0 | 0 | 0.7424 | 742.403 | 112981.6414
3 | 17 | 3 | 0 | 0 | -5.6 | 1.9 | 0 | -5.6 | 0 | 0 | 0.73156 | 731.5579 | 111331.2048
3 | 17 | 4 | 0 | 0 | -4.9 | 1.9 | 0 | -4.9 | 0 | 0 | 0.7383 | 738.3033 | 112357.7332
3 | 17 | 5 | 0 | 0 | -4.5 | 1.7 | 0 | -4.5 | 0 | 0 | 0.7856 | 785.5965 | 119554.9929
3 | 17 | 6 | 0 | 8 | -3.8 | 2.5 | 7.236 | -5.599 | 51.25 | 10.249 | 0.89494 | 894.9398 | 136195.2652
3 | 17 | 7 | 3 | 50 | -3.6 | 2.5 | 50.429 | -4.35 | 353.991 | 307.255 | 1.0065 | 1006.5188 | 153175.7659
3 | 17 | 8 | 12 | 119 | -2.8 | 3.6 | 125.25 | -1.532 | 869.206 | 811.712 | 1.047 | 1047.0182 | 159339.1131
3 | 17 | 9 | 12 | 175 | -1.7 | 3.6 | 184.705 | 1.174 | 1270.618 | 1203.872 | 1.086 | 1086.0258 | 165275.4428
3 | 17 | 10 | 11 | 215 | -1.7 | 3.6 | 226.551 | 2.314 | 1552.063 | 1478.375 | 1.1165 | 1116.5002 | 169913.1506
3 | 17 | 11 | 68 | 328 | -0.9 | 4.2 | 441.395 | 7.524 | 2957.119 | 2843.166 | 1.1347 | 1134.6575 | 172676.3925
3 | 17 | 12 | 61 | 322 | -0.3 | 5.3 | 427.099 | 7.087 | 2867.089 | 2755.996 | 1.1345 | 1134.464 | 172646.9492
3 | 17 | 13 | 35 | 262 | 1.3 | 4.7 | 322.398 | 7.123 | 2163.874 | 2073.802 | 1.1255 | 1125.4561 | 171276.0918
3 | 17 | 14 | 46 | 210 | 1.2 | 5.3 | 265.694 | 5.337 | 1796.477 | 1716.456 | 1.1155 | 1115.5198 | 169763.946
3 | 17 | 15 | 78 | 168 | 0.6 | 4.2 | 234.3 | 4.609 | 1585.281 | 1510.749 | 1.1231 | 1123.1323 | 170922.4459
3 | 17 | 16 | 258 | 152 | -1.1 | 3.6 | 317.713 | 5.178 | 2106.826 | 2018.357 | 1.1525 | 1152.4571 | 175385.2012
3 | 17 | 17 | 269 | 88 | -0.7 | 3.1 | 183.455 | 2.839 | 1154.02 | 1090.04 | 1.1824 | 1182.3622 | 179936.2745
3 | 17 | 18 | 32 | 30 | -1.7 | 2.5 | 32.297 | -2.333 | 213.273 | 169.257 | 1.1928 | 1192.7906 | 181523.3038
3 | 17 | 19 | 0 | 0 | -3.9 | 2.5 | 0 | -3.9 | 0 | 0 | 1.2094 | 1209.3931 | 184049.9369
3 | 17 | 20 | 0 | 0 | -4.2 | 1.9 | 0 | -4.2 | 0 | 0 | 1.2357 | 1235.6885 | 188051.6625
3 | 17 | 21 | 0 | 0 | -6.1 | 2.5 | 0 | -6.1 | 0 | 0 | 1.1751 | 1175.0508 | 178823.5896
3 | 17 | 22 | 0 | 0 | -3.2 | 3.1 | 0 | -3.2 | 0 | 0 | 1.0512 | 1051.2471 | 159982.6855
3 | 17 | 23 | 0 | 0 | -2.7 | 3.1 | 0 | -2.7 | 0 | 0 | 0.91875 | 918.7475 | 139818.4138
3 | 18 | 0 | 0 | 0 | -3.1 | 2.5 | 0 | -3.1 | 0 | 0 | 0.82675 | 826.7479 | 125817.5692
3 | 18 | 1 | 0 | 0 | -4.6 | 1.7 | 0 | -4.6 | 0 | 0 | 0.76903 | 769.031 | 117033.992
3 | 18 | 2 | 0 | 0 | -4.3 | 4.7 | 0 | -4.3 | 0 | 0 | 0.7424 | 742.403 | 112981.6414
3 | 18 | 3 | 0 | 0 | -5.7 | 3.1 | 0 | -5.7 | 0 | 0 | 0.73156 | 731.5579 | 111331.2048
3 | 18 | 4 | 0 | 0 | -7.7 | 3.1 | 0 | -7.7 | 0 | 0 | 0.7383 | 738.3033 | 112357.7332
3 | 18 | 5 | 0 | 0 | -7.8 | 2.5 | 0 | -7.8 | 0 | 0 | 0.7856 | 785.5965 | 119554.9929
3 | 18 | 6 | 2 | 11 | -8 | 3.1 | 10.042 | -9.65 | 71.802 | 30.425 | 0.89494 | 894.9398 | 136195.2652
3 | 18 | 7 | 582 | 31 | -7.3 | 1.9 | 157.096 | -4.976 | 849.722 | 792.658 | 1.0065 | 1006.5188 | 153175.7659
3 | 18 | 8 | 763 | 53 | -5.8 | 3.1 | 411.63 | 2.983 | 2624.546 | 2520.968 | 1.047 | 1047.0182 | 159339.1131
3 | 18 | 9 | 869 | 73 | -4.2 | 5.3 | 674.016 | 7.821 | 4430.995 | 4264.761 | 1.086 | 1086.0258 | 165275.4428
3 | 18 | 10 | 884 | 101 | -3.5 | 5.3 | 871.432 | 12.663 | 5685.176 | 5466.355 | 1.1165 | 1116.5002 | 169913.1506
3 | 18 | 11 | 926 | 124 | -3.7 | 6.1 | 1040.767 | 14.285 | 6762.866 | 6492.912 | 1.1347 | 1134.6575 | 172676.3925
3 | 18 | 12 | 918 | 119 | -2.2 | 5.3 | 1073.571 | 18.335 | 6853.706 | 6545.454 | 1.1345 | 1134.464 | 172646.9492
3 | 18 | 13 | 871 | 155 | -1.1 | 6.1 | 1059.225 | 17.472 | 6787.5 | 6516.312 | 1.1255 | 1125.4561 | 171276.0918
3 | 18 | 14 | 792 | 214 | -1.6 | 6.1 | 971.424 | 15.425 | 6273.858 | 6027.788 | 1.1155 | 1115.5198 | 169763.946
3 | 18 | 15 | 688 | 232 | -1.6 | 5.6 | 785.911 | 12.875 | 5105.36 | 4911.776 | 1.1231 | 1123.1323 | 170922.4459
3 | 18 | 16 | 687 | 108 | -1.9 | 3.1 | 506.655 | 10.829 | 3233.097 | 3110.136 | 1.1525 | 1152.4571 | 175385.2012
3 | 18 | 17 | 428 | 47 | -3 | 4.7 | 192.643 | 0.307 | 1170.392 | 1106.027 | 1.1824 | 1182.3622 | 179936.2745
3 | 18 | 18 | 218 | 11 | -4.6 | 2.5 | 35.09 | -5.136 | 163.736 | 120.655 | 1.1928 | 1192.7906 | 181523.3038
3 | 18 | 19 | 1 | 0 | -6 | 1.1 | 0 | -6 | 0 | 0 | 1.2094 | 1209.3931 | 184049.9369
3 | 18 | 20 | 0 | 0 | -6.6 | 0 | 0 | -6.6 | 0 | 0 | 1.2357 | 1235.6885 | 188051.6625
3 | 18 | 21 | 0 | 0 | -6.8 | 1.1 | 0 | -6.8 | 0 | 0 | 1.1751 | 1175.0508 | 178823.5896
3 | 18 | 22 | 0 | 0 | -7.7 | 3.6 | 0 | -7.7 | 0 | 0 | 1.0512 | 1051.2471 | 159982.6855
3 | 18 | 23 | 0 | 0 | -9.6 | 1.9 | 0 | -9.6 | 0 | 0 | 0.91875 | 918.7475 | 139818.4138
3 | 19 | 0 | 0 | 0 | -9.6 | 1.9 | 0 | -9.6 | 0 | 0 | 0.82675 | 826.7479 | 125817.5692
3 | 19 | 1 | 0 | 0 | -10.2 | 0 | 0 | -10.2 | 0 | 0 | 0.76903 | 769.031 | 117033.992
3 | 19 | 2 | 0 | 0 | -11.5 | 0 | 0 | -11.5 | 0 | 0 | 0.7424 | 742.403 | 112981.6414
3 | 19 | 3 | 0 | 0 | -11.6 | 1.1 | 0 | -11.6 | 0 | 0 | 0.73156 | 731.5579 | 111331.2048
3 | 19 | 4 | 0 | 0 | -12.2 | 2.5 | 0 | -12.2 | 0 | 0 | 0.7383 | 738.3033 | 112357.7332
3 | 19 | 5 | 0 | 0 | -12.6 | 4.2 | 0 | -12.6 | 0 | 0 | 0.7856 | 785.5965 | 119554.9929
3 | 19 | 6 | 0 | 0 | -13.7 | 1.1 | 0 | -13.7 | 0 | 0 | 0.89494 | 894.9398 | 136195.2652
3 | 19 | 7 | 610 | 27 | -13.2 | 1.9 | 160.754 | -10.773 | 884.148 | 826.324 | 1.0065 | 1006.5188 | 153175.7659
3 | 19 | 8 | 754 | 59 | -11.6 | 1.7 | 416.725 | -0.677 | 2705.276 | 2599.227 | 1.047 | 1047.0182 | 159339.1131
3 | 19 | 9 | 837 | 90 | -11.5 | 0.6 | 674.722 | 12.911 | 4341.71 | 4178.936 | 1.086 | 1086.0258 | 165275.4428
3 | 19 | 10 | 881 | 61 | -9.6 | 0 | 814.585 | 24.38 | 5036.898 | 4846.188 | 1.1165 | 1116.5002 | 169913.1506
3 | 19 | 11 | 702 | 198 | -8.2 | 1.1 | 922.291 | 22.513 | 5773.313 | 5550.518 | 1.1347 | 1134.6575 | 172676.3925
3 | 19 | 12 | 606 | 198 | -8.1 | 1.9 | 861.983 | 17.428 | 5526.074 | 5314.336 | 1.1345 | 1134.464 | 172646.9492
3 | 19 | 13 | 650 | 202 | -7 | 0 | 895.741 | 30.4 | 5403.453 | 5197.094 | 1.1255 | 1125.4561 | 171276.0918
3 | 19 | 14 | 951 | 88 | -6.2 | 1.1 | 965.522 | 25.926 | 5939.13 | 5708.756 | 1.1155 | 1115.5198 | 169763.946
3 | 19 | 15 | 934 | 72 | -5.6 | 0.6 | 784.025 | 24.875 | 4808.728 | 4627.44 | 1.1231 | 1123.1323 | 170922.4459
3 | 19 | 16 | 863 | 61 | -4.5 | 0 | 549.257 | 21.226 | 3326.442 | 3200.354 | 1.1525 | 1152.4571 | 175385.2012
3 | 19 | 17 | 723 | 44 | -5.8 | 1.1 | 278.43 | 3.932 | 1627.65 | 1552.034 | 1.1824 | 1182.3622 | 179936.2745
3 | 19 | 18 | 476 | 12 | -6.6 | 2.5 | 60.517 | -6.148 | 247.402 | 202.735 | 1.1928 | 1192.7906 | 181523.3038
3 | 19 | 19 | 1 | 0 | -7.2 | 3.1 | 0 | -7.2 | 0 | 0 | 1.2094 | 1209.3931 | 184049.9369
3 | 19 | 20 | 0 | 0 | -7.8 | 3.6 | 0 | -7.8 | 0 | 0 | 1.2357 | 1235.6885 | 188051.6625
3 | 19 | 21 | 0 | 0 | -8.2 | 4.7 | 0 | -8.2 | 0 | 0 | 1.1751 | 1175.0508 | 178823.5896
3 | 19 | 22 | 0 | 0 | -8.7 | 4.2 | 0 | -8.7 | 0 | 0 | 1.0512 | 1051.2471 | 159982.6855
3 | 19 | 23 | 0 | 0 | -9.1 | 4.7 | 0 | -9.1 | 0 | 0 | 0.91875 | 918.7475 | 139818.4138
3 | 20 | 0 | 0 | 0 | -9.6 | 6.1 | 0 | -9.6 | 0 | 0 | 0.82675 | 826.7479 | 125817.5692
3 | 20 | 1 | 0 | 0 | -10.6 | 4.2 | 0 | -10.6 | 0 | 0 | 0.76903 | 769.031 | 117033.992
3 | 20 | 2 | 0 | 0 | -9.9 | 5.3 | 0 | -9.9 | 0 | 0 | 0.7424 | 742.403 | 112981.6414
3 | 20 | 3 | 0 | 0 | -9.9 | 5.3 | 0 | -9.9 | 0 | 0 | 0.73156 | 731.5579 | 111331.2048
3 | 20 | 4 | 0 | 0 | -10.3 | 3.1 | 0 | -10.3 | 0 | 0 | 0.7383 | 738.3033 | 112357.7332
3 | 20 | 5 | 0 | 0 | -9.8 | 2.5 | 0 | -9.8 | 0 | 0 | 0.7856 | 785.5965 | 119554.9929
3 | 20 | 6 | 0 | 9 | -10.2 | 1.9 | 8.141 | -12.109 | 59.198 | 18.052 | 0.89494 | 894.9398 | 136195.2652
3 | 20 | 7 | 57 | 54 | -8.7 | 1.7 | 69.483 | -9.016 | 473.225 | 424.111 | 1.0065 | 1006.5188 | 153175.7659
3 | 20 | 8 | 278 | 129 | -5.1 | 4.2 | 274.537 | -0.633 | 1836.801 | 1755.708 | 1.047 | 1047.0182 | 159339.1131
3 | 20 | 9 | 543 | 163 | -3.1 | 4.2 | 563.462 | 8.068 | 3718.727 | 3579.042 | 1.086 | 1086.0258 | 165275.4428
3 | 20 | 10 | 719 | 158 | -1.4 | 4.2 | 809.273 | 15.643 | 5213.437 | 5015.27 | 1.1165 | 1116.5002 | 169913.1506
3 | 20 | 11 | 614 | 221 | -0.1 | 4.2 | 866.025 | 18.645 | 5518.962 | 5307.539 | 1.1347 | 1134.6575 | 172676.3925
3 | 20 | 12 | 647 | 223 | 0.4 | 6.1 | 933.249 | 16.519 | 6007.741 | 5774.192 | 1.1345 | 1134.464 | 172646.9492
3 | 20 | 13 | 514 | 279 | 1.9 | 6.1 | 852.639 | 16.707 | 5483.543 | 5273.679 | 1.1255 | 1125.4561 | 171276.0918
3 | 20 | 14 | 336 | 176 | 1.4 | 7.8 | 509.768 | 8.741 | 3392.69 | 3264.357 | 1.1155 | 1115.5198 | 169763.946
3 | 20 | 15 | 480 | 109 | 1 | 5.3 | 504.817 | 9.973 | 3319.997 | 3194.126 | 1.1231 | 1123.1323 | 170922.4459
3 | 20 | 16 | 814 | 66 | 1.1 | 5.6 | 529.432 | 10.206 | 3373.108 | 3245.441 | 1.1525 | 1152.4571 | 175385.2012
3 | 20 | 17 | 693 | 46 | -0.8 | 3.6 | 271.958 | 5.134 | 1586.995 | 1512.419 | 1.1824 | 1182.3622 | 179936.2745
3 | 20 | 18 | 265 | 22 | -2.3 | 1.9 | 49.043 | -2.084 | 244.161 | 199.556 | 1.1928 | 1192.7906 | 181523.3038
3 | 20 | 19 | 0 | 0 | -3.6 | 1.7 | 0 | -3.6 | 0 | 0 | 1.2094 | 1209.3931 | 184049.9369
3 | 20 | 20 | 0 | 0 | -3.4 | 0.6 | 0 | -3.4 | 0 | 0 | 1.2357 | 1235.6885 | 188051.6625
3 | 20 | 21 | 0 | 0 | -6.4 | 1.1 | 0 | -6.4 | 0 | 0 | 1.1751 | 1175.0508 | 178823.5896
3 | 20 | 22 | 0 | 0 | -6.7 | 1.9 | 0 | -6.7 | 0 | 0 | 1.0512 | 1051.2471 | 159982.6855
3 | 20 | 23 | 0 | 0 | -4.8 | 1.9 | 0 | -4.8 | 0 | 0 | 0.91875 | 918.7475 | 139818.4138
3 | 21 | 0 | 0 | 0 | -5.3 | 0 | 0 | -5.3 | 0 | 0 | 0.82675 | 826.7479 | 125817.5692
3 | 21 | 1 | 0 | 0 | -5.5 | 1.1 | 0 | -5.5 | 0 | 0 | 0.76903 | 769.031 | 117033.992
3 | 21 | 2 | 0 | 0 | -7.6 | 0 | 0 | -7.6 | 0 | 0 | 0.7424 | 742.403 | 112981.6414
3 | 21 | 3 | 0 | 0 | -8.4 | 0 | 0 | -8.4 | 0 | 0 | 0.73156 | 731.5579 | 111331.2048
3 | 21 | 4 | 0 | 0 | -8.1 | 1.1 | 0 | -8.1 | 0 | 0 | 0.7383 | 738.3033 | 112357.7332
3 | 21 | 5 | 0 | 1 | -6.7 | 1.1 | 0 | -6.7 | 0 | 0 | 0.7856 | 785.5965 | 119554.9929
3 | 21 | 6 | 0 | 14 | -7.6 | 0.6 | 12.663 | -10.11 | 91.349 | 49.614 | 0.89494 | 894.9398 | 136195.2652
3 | 21 | 7 | 65 | 68 | -5.4 | 1.1 | 86.984 | -5.173 | 586.091 | 534.664 | 1.0065 | 1006.5188 | 153175.7659
3 | 21 | 8 | 85 | 149 | -3.8 | 2.5 | 198.988 | -0.27 | 1357.977 | 1289.116 | 1.047 | 1047.0182 | 159339.1131
3 | 21 | 9 | 6 | 232 | -2 | 3.1 | 245.354 | 2.747 | 1677.593 | 1600.688 | 1.086 | 1086.0258 | 165275.4428
3 | 21 | 10 | 40 | 319 | -1.9 | 4.2 | 373.407 | 5.088 | 2527.502 | 2426.852 | 1.1165 | 1116.5002 | 169913.1506
3 | 21 | 11 | 69 | 384 | -2.6 | 4.7 | 514.135 | 7.025 | 3452.068 | 3321.705 | 1.1347 | 1134.6575 | 172676.3925
3 | 21 | 12 | 10 | 388 | -2.6 | 4.7 | 428.09 | 5.527 | 2893.312 | 2781.39 | 1.1345 | 1134.464 | 172646.9492
3 | 21 | 13 | 3 | 351 | -2.8 | 5.3 | 375.291 | 3.575 | 2557.791 | 2456.232 | 1.1255 | 1125.4561 | 171276.0918
3 | 21 | 14 | 6 | 300 | -6.3 | 7.2 | 318.809 | -2.073 | 2225.161 | 2133.35 | 1.1155 | 1115.5198 | 169763.946
3 | 21 | 15 | 3 | 223 | -7.7 | 7.8 | 229.415 | -5.095 | 1621.294 | 1545.841 | 1.1231 | 1123.1323 | 170922.4459
3 | 21 | 16 | 0 | 120 | -9.8 | 6.7 | 116.171 | -8.864 | 833.824 | 777.11 | 1.1525 | 1152.4571 | 175385.2012
3 | 21 | 17 | 0 | 72 | -10.5 | 5.6 | 69.198 | -10.453 | 499.87 | 450.216 | 1.1824 | 1182.3622 | 179936.2745
3 | 21 | 18 | 0 | 20 | -11.8 | 6.7 | 18.339 | -12.653 | 133.65 | 91.131 | 1.1928 | 1192.7906 | 181523.3038
3 | 21 | 19 | 0 | 2 | -12.6 | 6.1 | 0 | -12.6 | 0 | 0 | 1.2094 | 1209.3931 | 184049.9369
3 | 21 | 20 | 0 | 0 | -13 | 5.6 | 0 | -13 | 0 | 0 | 1.2357 | 1235.6885 | 188051.6625
3 | 21 | 21 | 0 | 0 | -13.1 | 3.6 | 0 | -13.1 | 0 | 0 | 1.1751 | 1175.0508 | 178823.5896
3 | 21 | 22 | 0 | 0 | -13.4 | 3.1 | 0 | -13.4 | 0 | 0 | 1.0512 | 1051.2471 | 159982.6855
3 | 21 | 23 | 0 | 0 | -13.8 | 1.9 | 0 | -13.8 | 0 | 0 | 0.91875 | 918.7475 | 139818.4138
3 | 22 | 0 | 0 | 0 | -13.3 | 1.9 | 0 | -13.3 | 0 | 0 | 0.82675 | 826.7479 | 125817.5692
3 | 22 | 1 | 0 | 0 | -13.3 | 1.9 | 0 | -13.3 | 0 | 0 | 0.76903 | 769.031 | 117033.992
3 | 22 | 2 | 0 | 0 | -13.5 | 3.6 | 0 | -13.5 | 0 | 0 | 0.7424 | 742.403 | 112981.6414
3 | 22 | 3 | 0 | 0 | -16 | 1.9 | 0 | -16 | 0 | 0 | 0.73156 | 731.5579 | 111331.2048
3 | 22 | 4 | 0 | 0 | -14.6 | 3.1 | 0 | -14.6 | 0 | 0 | 0.7383 | 738.3033 | 112357.7332
3 | 22 | 5 | 0 | 1 | -14.2 | 4.2 | 0 | -14.2 | 0 | 0 | 0.7856 | 785.5965 | 119554.9929
3 | 22 | 6 | 0 | 13 | -14.2 | 4.7 | 11.759 | -15.487 | 86.664 | 45.015 | 0.89494 | 894.9398 | 136195.2652
3 | 22 | 7 | 11 | 63 | -14.6 | 7.2 | 63.756 | -14.755 | 463.473 | 414.556 | 1.0065 | 1006.5188 | 153175.7659
3 | 22 | 8 | 21 | 162 | -14.2 | 5.6 | 175.961 | -12.257 | 1275.084 | 1208.231 | 1.047 | 1047.0182 | 159339.1131
3 | 22 | 9 | 214 | 258 | -13.5 | 5.6 | 441.55 | -6.51 | 3119.622 | 3000.409 | 1.086 | 1086.0258 | 165275.4428
3 | 22 | 10 | 666 | 192 | -12.1 | 6.1 | 803.298 | 1.17 | 5514.326 | 5303.107 | 1.1165 | 1116.5002 | 169913.1506
3 | 22 | 11 | 853 | 134 | -10.3 | 5.3 | 999.972 | 8.495 | 6667.31 | 6402.112 | 1.1347 | 1134.6575 | 172676.3925
3 | 22 | 12 | 867 | 132 | -8.2 | 5.3 | 1045.901 | 11.762 | 6877.618 | 6545.454 | 1.1345 | 1134.464 | 172646.9492
3 | 22 | 13 | 863 | 128 | -7.4 | 5.3 | 1018.062 | 12.106 | 6683.06 | 6417.08 | 1.1255 | 1125.4561 | 171276.0918
3 | 22 | 14 | 796 | 133 | -5.8 | 6.1 | 891.927 | 9.775 | 5906.627 | 5677.749 | 1.1155 | 1115.5198 | 169763.946
3 | 22 | 15 | 476 | 182 | -6.7 | 6.1 | 579.558 | 3.261 | 3928.588 | 3781.33 | 1.1231 | 1123.1323 | 170922.4459
3 | 22 | 16 | 106 | 187 | -5.4 | 5.6 | 260.65 | -1.151 | 1794.279 | 1714.316 | 1.1525 | 1152.4571 | 175385.2012
3 | 22 | 17 | 4 | 94 | -6.2 | 6.7 | 94.177 | -5.59 | 665.456 | 612.366 | 1.1824 | 1182.3622 | 179936.2745
3 | 22 | 18 | 0 | 23 | -7 | 6.1 | 21.121 | -7.83 | 150.961 | 108.119 | 1.1928 | 1192.7906 | 181523.3038
3 | 22 | 19 | 0 | 2 | -7.2 | 6.7 | 0 | -7.2 | 0 | 0 | 1.2094 | 1209.3931 | 184049.9369
3 | 22 | 20 | 0 | 0 | -8 | 7.2 | 0 | -8 | 0 | 0 | 1.2357 | 1235.6885 | 188051.6625
3 | 22 | 21 | 0 | 0 | -8.1 | 8.3 | 0 | -8.1 | 0 | 0 | 1.1751 | 1175.0508 | 178823.5896
3 | 22 | 22 | 0 | 0 | -8.4 | 5.6 | 0 | -8.4 | 0 | 0 | 1.0512 | 1051.2471 | 159982.6855
3 | 22 | 23 | 0 | 0 | -8.6 | 5.3 | 0 | -8.6 | 0 | 0 | 0.91875 | 918.7475 | 139818.4138
3 | 23 | 0 | 0 | 0 | -9 | 4.7 | 0 | -9 | 0 | 0 | 0.82675 | 826.7479 | 125817.5692
3 | 23 | 1 | 0 | 0 | -9.6 | 4.2 | 0 | -9.6 | 0 | 0 | 0.76903 | 769.031 | 117033.992
3 | 23 | 2 | 0 | 0 | -10.1 | 3.6 | 0 | -10.1 | 0 | 0 | 0.7424 | 742.403 | 112981.6414
3 | 23 | 3 | 0 | 0 | -9.9 | 4.2 | 0 | -9.9 | 0 | 0 | 0.73156 | 731.5579 | 111331.2048
3 | 23 | 4 | 0 | 0 | -10.6 | 4.7 | 0 | -10.6 | 0 | 0 | 0.7383 | 738.3033 | 112357.7332
3 | 23 | 5 | 0 | 1 | -11 | 3.6 | 0 | -11 | 0 | 0 | 0.7856 | 785.5965 | 119554.9929
3 | 23 | 6 | 0 | 16 | -10.8 | 3.6 | 14.472 | -12.264 | 105.306 | 63.313 | 0.89494 | 894.9398 | 136195.2652
3 | 23 | 7 | 56 | 76 | -10.9 | 4.7 | 90.622 | -10.584 | 629.659 | 577.323 | 1.0065 | 1006.5188 | 153175.7659
3 | 23 | 8 | 69 | 161 | -9.9 | 6.7 | 204.934 | -7.661 | 1446.997 | 1375.944 | 1.047 | 1047.0182 | 159339.1131
3 | 23 | 9 | 539 | 142 | -9.1 | 6.1 | 541.862 | -0.689 | 3713.522 | 3574.022 | 1.086 | 1086.0258 | 165275.4428
3 | 23 | 10 | 736 | 125 | -8.2 | 6.1 | 792.958 | 5.029 | 5353.091 | 5148.919 | 1.1165 | 1116.5002 | 169913.1506
3 | 23 | 11 | 585 | 195 | -7.2 | 5.3 | 811.923 | 8.021 | 5425.452 | 5218.133 | 1.1347 | 1134.6575 | 172676.3925
3 | 23 | 12 | 364 | 282 | -5.8 | 5.6 | 708.269 | 7.016 | 4755.691 | 4576.557 | 1.1345 | 1134.464 | 172646.9492
3 | 23 | 13 | 604 | 198 | -3.9 | 5.6 | 849.771 | 11.364 | 5597.113 | 5382.228 | 1.1255 | 1125.4561 | 171276.0918
3 | 23 | 14 | 626 | 161 | -3.8 | 5.3 | 773.931 | 10.79 | 5103.475 | 4909.971 | 1.1155 | 1115.5198 | 169763.946
3 | 23 | 15 | 277 | 204 | -4.3 | 4.7 | 446.612 | 4.673 | 3014.297 | 2898.507 | 1.1231 | 1123.1323 | 170922.4459
3 | 23 | 16 | 81 | 152 | -5.1 | 6.7 | 202.947 | -2.483 | 1405.167 | 1335.149 | 1.1525 | 1152.4571 | 175385.2012
3 | 23 | 17 | 117 | 84 | -4.9 | 5.6 | 125.388 | -3.69 | 836.799 | 780.019 | 1.1824 | 1182.3622 | 179936.2745
3 | 23 | 18 | 32 | 25 | -5.4 | 5.6 | 26.84 | -6.121 | 179.089 | 135.72 | 1.1928 | 1192.7906 | 181523.3038
3 | 23 | 19 | 0 | 2 | -5.1 | 6.1 | 0 | -5.1 | 0 | 0 | 1.2094 | 1209.3931 | 184049.9369
3 | 23 | 20 | 0 | 0 | -5.3 | 5.3 | 0 | -5.3 | 0 | 0 | 1.2357 | 1235.6885 | 188051.6625
3 | 23 | 21 | 0 | 0 | -5.8 | 4.7 | 0 | -5.8 | 0 | 0 | 1.1751 | 1175.0508 | 178823.5896
3 | 23 | 22 | 0 | 0 | -5.9 | 2.5 | 0 | -5.9 | 0 | 0 | 1.0512 | 1051.2471 | 159982.6855
3 | 23 | 23 | 0 | 0 | -5.9 | 1.1 | 0 | -5.9 | 0 | 0 | 0.91875 | 918.7475 | 139818.4138
3 | 24 | 0 | 0 | 0 | -6.4 | 1.9 | 0 | -6.4 | 0 | 0 | 0.82675 | 826.7479 | 125817.5692
3 | 24 | 1 | 0 | 0 | -6.7 | 1.9 | 0 | -6.7 | 0 | 0 | 0.76903 | 769.031 | 117033.992
3 | 24 | 2 | 0 | 0 | -7.1 | 1.1 | 0 | -7.1 | 0 | 0 | 0.7424 | 742.403 | 112981.6414
3 | 24 | 3 | 0 | 0 | -7.1 | 1.1 | 0 | -7.1 | 0 | 0 | 0.73156 | 731.5579 | 111331.2048
3 | 24 | 4 | 0 | 0 | -7.6 | 1.1 | 0 | -7.6 | 0 | 0 | 0.7383 | 738.3033 | 112357.7332
3 | 24 | 5 | 0 | 0 | -8.4 | 1.9 | 0 | -8.4 | 0 | 0 | 0.7856 | 785.5965 | 119554.9929
3 | 24 | 6 | 0 | 1 | -8.3 | 1.7 | 0.905 | -10.651 | 6.539 | 0 | 0.89494 | 894.9398 | 136195.2652
3 | 24 | 7 | 54 | 55 | -9.1 | 1.9 | 68.899 | -9.441 | 471.458 | 422.38 | 1.0065 | 1006.5188 | 153175.7659
3 | 24 | 8 | 130 | 128 | -8.3 | 1.9 | 199.097 | -4.486 | 1372.874 | 1303.649 | 1.047 | 1047.0182 | 159339.1131
3 | 24 | 9 | 550 | 140 | -7.3 | 3.6 | 548.433 | 4.377 | 3679.135 | 3540.855 | 1.086 | 1086.0258 | 165275.4428
3 | 24 | 10 | 365 | 224 | -5.8 | 4.2 | 575.89 | 6.211 | 3872.267 | 3727.062 | 1.1165 | 1116.5002 | 169913.1506
3 | 24 | 11 | 498 | 233 | -5.4 | 4.2 | 774.445 | 10.946 | 5109.581 | 4915.819 | 1.1347 | 1134.6575 | 172676.3925
3 | 24 | 12 | 441 | 264 | -4.4 | 4.7 | 762.937 | 10.994 | 5034.402 | 4843.798 | 1.1345 | 1134.464 | 172646.9492
3 | 24 | 13 | 297 | 292 | -4.7 | 3.6 | 646.391 | 10.555 | 4273.29 | 4113.141 | 1.1255 | 1125.4561 | 171276.0918
3 | 24 | 14 | 361 | 245 | -5 | 3.6 | 616.01 | 9.285 | 4091.048 | 3937.785 | 1.1155 | 1115.5198 | 169763.946
3 | 24 | 15 | 609 | 166 | -4.2 | 4.2 | 660.684 | 9.774 | 4351.023 | 4187.89 | 1.1231 | 1123.1323 | 170922.4459
3 | 24 | 16 | 647 | 87 | -4.5 | 3.1 | 467.338 | 7.009 | 3032.999 | 2916.605 | 1.1525 | 1152.4571 | 175385.2012
3 | 24 | 17 | 159 | 108 | -4.7 | 4.2 | 165.44 | -1.779 | 1093.728 | 1031.153 | 1.1824 | 1182.3622 | 179936.2745
3 | 24 | 18 | 18 | 28 | -6.7 | 1.9 | 27.63 | -7.57 | 190.948 | 147.355 | 1.1928 | 1192.7906 | 181523.3038
3 | 24 | 19 | 0 | 2 | -8.2 | 1.7 | 0 | -8.2 | 0 | 0 | 1.2094 | 1209.3931 | 184049.9369
3 | 24 | 20 | 0 | 0 | -9.6 | 0 | 0 | -9.6 | 0 | 0 | 1.2357 | 1235.6885 | 188051.6625
3 | 24 | 21 | 0 | 0 | -12.4 | 1.7 | 0 | -12.4 | 0 | 0 | 1.1751 | 1175.0508 | 178823.5896
3 | 24 | 22 | 0 | 0 | -11.8 | 1.9 | 0 | -11.8 | 0 | 0 | 1.0512 | 1051.2471 | 159982.6855
3 | 24 | 23 | 0 | 0 | -9.4 | 1.9 | 0 | -9.4 | 0 | 0 | 0.91875 | 918.7475 | 139818.4138
3 | 25 | 0 | 0 | 0 | -8.3 | 1.1 | 0 | -8.3 | 0 | 0 | 0.82675 | 826.7479 | 125817.5692
3 | 25 | 1 | 0 | 0 | -9.9 | 1.1 | 0 | -9.9 | 0 | 0 | 0.76903 | 769.031 | 117033.992
3 | 25 | 2 | 0 | 0 | -13.1 | 1.9 | 0 | -13.1 | 0 | 0 | 0.7424 | 742.403 | 112981.6414
3 | 25 | 3 | 0 | 0 | -13.1 | 1.9 | 0 | -13.1 | 0 | 0 | 0.73156 | 731.5579 | 111331.2048
3 | 25 | 4 | 0 | 0 | -12.9 | 2.5 | 0 | -12.9 | 0 | 0 | 0.7383 | 738.3033 | 112357.7332
3 | 25 | 5 | 0 | 2 | -11.5 | 3.1 | 0 | -11.5 | 0 | 0 | 0.7856 | 785.5965 | 119554.9929
3 | 25 | 6 | 9 | 20 | -10.2 | 3.1 | 18.382 | -11.656 | 131.686 | 89.203 | 0.89494 | 894.9398 | 136195.2652
3 | 25 | 7 | 587 | 45 | -9.2 | 3.6 | 187.417 | -6.531 | 1073.046 | 1010.949 | 1.0065 | 1006.5188 | 153175.7659
3 | 25 | 8 | 742 | 68 | -7.2 | 4.2 | 435.882 | 1.03 | 2833.378 | 2723.346 | 1.047 | 1047.0182 | 159339.1131
3 | 25 | 9 | 874 | 79 | -3 | 7.2 | 702.991 | 7.361 | 4643.01 | 4468.409 | 1.086 | 1086.0258 | 165275.4428
3 | 25 | 10 | 915 | 86 | -0.9 | 5.3 | 896.733 | 15.785 | 5773.071 | 5550.287 | 1.1165 | 1116.5002 | 169913.1506
3 | 25 | 11 | 937 | 90 | 0.3 | 4.7 | 1016.774 | 21.005 | 6409.707 | 6157.115 | 1.1347 | 1134.6575 | 172676.3925
3 | 25 | 12 | 954 | 86 | 2.2 | 3.6 | 1071.565 | 27.296 | 6562.283 | 6302.262 | 1.1345 | 1134.464 | 172646.9492
3 | 25 | 13 | 903 | 111 | 3.2 | 3.6 | 1041.408 | 27.707 | 6363.961 | 6113.575 | 1.1255 | 1125.4561 | 171276.0918
3 | 25 | 14 | 738 | 168 | 5.8 | 4.2 | 882.579 | 25.316 | 5447.463 | 5239.182 | 1.1155 | 1115.5198 | 169763.946
3 | 25 | 15 | 456 | 194 | 5.1 | 4.2 | 578.504 | 17.821 | 3679.526 | 3541.232 | 1.1231 | 1123.1323 | 170922.4459
3 | 25 | 16 | 112 | 154 | 4.5 | 3.1 | 229.138 | 9.848 | 1501.903 | 1429.48 | 1.1525 | 1152.4571 | 175385.2012
3 | 25 | 17 | 10 | 100 | 2.7 | 1.9 | 101.037 | 4.267 | 682.941 | 629.482 | 1.1824 | 1182.3622 | 179936.2745
3 | 25 | 18 | 9 | 36 | 1.7 | 3.1 | 33.717 | 0.901 | 229.441 | 185.117 | 1.1928 | 1192.7906 | 181523.3038
3 | 25 | 19 | 0 | 2 | -0.2 | 3.1 | 0 | -0.2 | 0 | 0 | 1.2094 | 1209.3931 | 184049.9369
3 | 25 | 20 | 0 | 0 | 0.3 | 3.1 | 0 | 0.3 | 0 | 0 | 1.2357 | 1235.6885 | 188051.6625
3 | 25 | 21 | 0 | 0 | -0.1 | 3.1 | 0 | -0.1 | 0 | 0 | 1.1751 | 1175.0508 | 178823.5896
3 | 25 | 22 | 0 | 0 | -1.2 | 1.7 | 0 | -1.2 | 0 | 0 | 1.0512 | 1051.2471 | 159982.6855
3 | 25 | 23 | 0 | 0 | -1.1 | 1.7 | 0 | -1.1 | 0 | 0 | 0.91875 | 918.7475 | 139818.4138
3 | 26 | 0 | 0 | 0 | -0.7 | 1.1 | 0 | -0.7 | 0 | 0 | 0.82675 | 826.7479 | 125817.5692
3 | 26 | 1 | 0 | 0 | -1.3 | 1.1 | 0 | -1.3 | 0 | 0 | 0.76903 | 769.031 | 117033.992
3 | 26 | 2 | 0 | 0 | -1.7 | 0.6 | 0 | -1.7 | 0 | 0 | 0.7424 | 742.403 | 112981.6414
3 | 26 | 3 | 0 | 0 | -1.7 | 1.7 | 0 | -1.7 | 0 | 0 | 0.73156 | 731.5579 | 111331.2048
3 | 26 | 4 | 0 | 0 | -4.4 | 0 | 0 | -4.4 | 0 | 0 | 0.7383 | 738.3033 | 112357.7332
3 | 26 | 5 | 0 | 1 | -4.7 | 1.7 | 0 | -4.7 | 0 | 0 | 0.7856 | 785.5965 | 119554.9929
3 | 26 | 6 | 0 | 16 | -3.3 | 1.1 | 14.547 | -5.437 | 102.959 | 61.01 | 0.89494 | 894.9398 | 136195.2652
3 | 26 | 7 | 197 | 52 | -1.6 | 1.1 | 105.258 | -0.713 | 645.819 | 593.144 | 1.0065 | 1006.5188 | 153175.7659
3 | 26 | 8 | 346 | 113 | 0.6 | 1.9 | 298.564 | 7.347 | 1925.998 | 1842.506 | 1.047 | 1047.0182 | 159339.1131
3 | 26 | 9 | 676 | 126 | 3.7 | 1.9 | 626.564 | 20.155 | 3917.212 | 3770.37 | 1.086 | 1086.0258 | 165275.4428
3 | 26 | 10 | 802 | 138 | 5.1 | 2.5 | 869.584 | 27.189 | 5312.885 | 5110.451 | 1.1165 | 1116.5002 | 169913.1506
3 | 26 | 11 | 851 | 113 | 6.2 | 3.6 | 974.327 | 28.656 | 5925.708 | 5695.952 | 1.1347 | 1134.6575 | 172676.3925
3 | 26 | 12 | 727 | 146 | 7.2 | 4.2 | 936.703 | 27.716 | 5725.136 | 5504.518 | 1.1345 | 1134.464 | 172646.9492
3 | 26 | 13 | 650 | 152 | 7.5 | 3.6 | 850.744 | 27.338 | 5208.261 | 5010.314 | 1.1255 | 1125.4561 | 171276.0918
3 | 26 | 14 | 641 | 155 | 7.2 | 3.6 | 782.791 | 25.356 | 4830.941 | 4648.746 | 1.1155 | 1115.5198 | 169763.946
3 | 26 | 15 | 230 | 155 | 6.5 | 4.2 | 352.889 | 14.167 | 2284.416 | 2190.906 | 1.1231 | 1123.1323 | 170922.4459
3 | 26 | 16 | 85 | 156 | 4.3 | 7.2 | 208.131 | 6.801 | 1385.216 | 1315.689 | 1.1525 | 1152.4571 | 175385.2012
3 | 26 | 17 | 282 | 76 | 1 | 3.1 | 176.738 | 4.061 | 1099.276 | 1036.573 | 1.1824 | 1182.3622 | 179936.2745
3 | 26 | 18 | 53 | 26 | -0.2 | 1.9 | 28.828 | -0.963 | 182.988 | 139.545 | 1.1928 | 1192.7906 | 181523.3038
3 | 26 | 19 | 0 | 2 | -0.2 | 1.7 | 0 | -0.2 | 0 | 0 | 1.2094 | 1209.3931 | 184049.9369
3 | 26 | 20 | 0 | 0 | 1.1 | 1.7 | 0 | 1.1 | 0 | 0 | 1.2357 | 1235.6885 | 188051.6625
3 | 26 | 21 | 0 | 0 | -0.6 | 3.1 | 0 | -0.6 | 0 | 0 | 1.1751 | 1175.0508 | 178823.5896
3 | 26 | 22 | 0 | 0 | -1.7 | 0 | 0 | -1.7 | 0 | 0 | 1.0512 | 1051.2471 | 159982.6855
3 | 26 | 23 | 0 | 0 | -1.3 | 1.7 | 0 | -1.3 | 0 | 0 | 0.91875 | 918.7475 | 139818.4138
3 | 27 | 0 | 0 | 0 | -1.1 | 3.1 | 0 | -1.1 | 0 | 0 | 0.82675 | 826.7479 | 125817.5692
3 | 27 | 1 | 0 | 0 | -1.7 | 1.9 | 0 | -1.7 | 0 | 0 | 0.76903 | 769.031 | 117033.992
3 | 27 | 2 | 0 | 0 | -1.8 | 1.9 | 0 | -1.8 | 0 | 0 | 0.7424 | 742.403 | 112981.6414
3 | 27 | 3 | 0 | 0 | -2.4 | 2.5 | 0 | -2.4 | 0 | 0 | 0.73156 | 731.5579 | 111331.2048
3 | 27 | 4 | 0 | 0 | -1.9 | 4.2 | 0 | -1.9 | 0 | 0 | 0.7383 | 738.3033 | 112357.7332
3 | 27 | 5 | 0 | 1 | -2.2 | 2.5 | 0 | -2.2 | 0 | 0 | 0.7856 | 785.5965 | 119554.9929
3 | 27 | 6 | 11 | 19 | -1.6 | 5.3 | 17.529 | -2.664 | 120.79 | 78.511 | 0.89494 | 894.9398 | 136195.2652
3 | 27 | 7 | 50 | 73 | -0.8 | 4.2 | 83.952 | -0.6 | 560.964 | 510.057 | 1.0065 | 1006.5188 | 153175.7659
3 | 27 | 8 | 36 | 141 | 0.3 | 6.7 | 162.294 | 1.848 | 1106.262 | 1043.396 | 1.047 | 1047.0182 | 159339.1131
3 | 27 | 9 | 81 | 219 | 1.2 | 6.1 | 289.24 | 5.171 | 1951.49 | 1867.307 | 1.086 | 1086.0258 | 165275.4428
3 | 27 | 10 | 23 | 256 | 1.7 | 4.2 | 277.697 | 6.705 | 1866.856 | 1784.959 | 1.1165 | 1116.5002 | 169913.1506
3 | 27 | 11 | 6 | 269 | 2.4 | 4.7 | 276.104 | 7.013 | 1854.142 | 1772.585 | 1.1347 | 1134.6575 | 172676.3925
3 | 27 | 12 | 20 | 307 | 2.6 | 6.1 | 333 | 7.491 | 2231.593 | 2139.598 | 1.1345 | 1134.464 | 172646.9492
3 | 27 | 13 | 96 | 328 | 2.6 | 7.2 | 457.642 | 9.013 | 3046.379 | 2929.552 | 1.1255 | 1125.4561 | 171276.0918
3 | 27 | 14 | 260 | 279 | 1.6 | 7.8 | 550.808 | 9.19 | 3660.589 | 3522.966 | 1.1155 | 1115.5198 | 169763.946
3 | 27 | 15 | 165 | 231 | 0.8 | 7.2 | 381.695 | 6.23 | 2563.159 | 2461.438 | 1.1231 | 1123.1323 | 170922.4459
3 | 27 | 16 | 38 | 145 | 0.2 | 7.8 | 169.191 | 1.984 | 1154.706 | 1090.71 | 1.1525 | 1152.4571 | 175385.2012
3 | 27 | 17 | 3 | 78 | -0.6 | 9.7 | 74.795 | -0.466 | 517.453 | 467.44 | 1.1824 | 1182.3622 | 179936.2745
3 | 27 | 18 | 0 | 21 | -0.7 | 8.6 | 19.205 | -1.407 | 133.68 | 91.16 | 1.1928 | 1192.7906 | 181523.3038
3 | 27 | 19 | 0 | 2 | -1.2 | 7.8 | 0 | -1.2 | 0 | 0 | 1.2094 | 1209.3931 | 184049.9369
3 | 27 | 20 | 0 | 0 | -0.9 | 7.8 | 0 | -0.9 | 0 | 0 | 1.2357 | 1235.6885 | 188051.6625
3 | 27 | 21 | 0 | 0 | -1.2 | 7.8 | 0 | -1.2 | 0 | 0 | 1.1751 | 1175.0508 | 178823.5896
3 | 27 | 22 | 0 | 0 | -2.7 | 4.2 | 0 | -2.7 | 0 | 0 | 1.0512 | 1051.2471 | 159982.6855
3 | 27 | 23 | 0 | 0 | -2.8 | 5.3 | 0 | -2.8 | 0 | 0 | 0.91875 | 918.7475 | 139818.4138
3 | 28 | 0 | 0 | 0 | -3.5 | 5.6 | 0 | -3.5 | 0 | 0 | 0.82675 | 826.7479 | 125817.5692
3 | 28 | 1 | 0 | 0 | -4.2 | 4.7 | 0 | -4.2 | 0 | 0 | 0.76903 | 769.031 | 117033.992
3 | 28 | 2 | 0 | 0 | -4.9 | 4.7 | 0 | -4.9 | 0 | 0 | 0.7424 | 742.403 | 112981.6414
3 | 28 | 3 | 0 | 0 | -6.2 | 3.1 | 0 | -6.2 | 0 | 0 | 0.73156 | 731.5579 | 111331.2048
3 | 28 | 4 | 0 | 0 | -6.8 | 2.5 | 0 | -6.8 | 0 | 0 | 0.7383 | 738.3033 | 112357.7332
3 | 28 | 5 | 0 | 1 | -7.2 | 4.7 | 0 | -7.2 | 0 | 0 | 0.7856 | 785.5965 | 119554.9929
3 | 28 | 6 | 110 | 27 | -7.5 | 3.6 | 27.056 | -8.669 | 176.039 | 132.727 | 0.89494 | 894.9398 | 136195.2652
3 | 28 | 7 | 700 | 41 | -6.8 | 3.6 | 215.59 | -3.44 | 1211.196 | 1145.868 | 1.0065 | 1006.5188 | 153175.7659
3 | 28 | 8 | 830 | 61 | -4.9 | 3.6 | 477.429 | 5.117 | 3052.51 | 2935.484 | 1.047 | 1047.0182 | 159339.1131
3 | 28 | 9 | 882 | 76 | -4.2 | 2.5 | 712.46 | 13.946 | 4574.87 | 4402.981 | 1.086 | 1086.0258 | 165275.4428
3 | 28 | 10 | 906 | 97 | -2.9 | 2.5 | 909.35 | 20.808 | 5723.752 | 5503.196 | 1.1165 | 1116.5002 | 169913.1506
3 | 28 | 11 | 926 | 111 | -1.3 | 3.1 | 1047.656 | 24.452 | 6500.093 | 6243.114 | 1.1347 | 1134.6575 | 172676.3925
3 | 28 | 12 | 976 | 78 | 1.4 | 2.5 | 1088.632 | 30.164 | 6576.183 | 6315.48 | 1.1345 | 1134.464 | 172646.9492
3 | 28 | 13 | 975 | 74 | -1.1 | 1.7 | 1059.712 | 30.565 | 6387.851 | 6136.313 | 1.1255 | 1125.4561 | 171276.0918
3 | 28 | 14 | 964 | 69 | 0 | 1.9 | 956.091 | 27.897 | 5827.989 | 5602.708 | 1.1155 | 1115.5198 | 169763.946
3 | 28 | 15 | 943 | 66 | -0.1 | 2.5 | 792.1 | 21.278 | 4943.765 | 4756.931 | 1.1231 | 1123.1323 | 170922.4459
3 | 28 | 16 | 892 | 61 | 0.2 | 1.9 | 568.84 | 16.973 | 3518.1 | 3385.46 | 1.1525 | 1152.4571 | 175385.2012
3 | 28 | 17 | 769 | 53 | -0.1 | 1.1 | 307.645 | 10.467 | 1763.375 | 1684.229 | 1.1824 | 1182.3622 | 179936.2745
3 | 28 | 18 | 608 | 37 | -2.2 | 1.9 | 80.454 | -0.916 | 370.866 | 323.797 | 1.1928 | 1192.7906 | 181523.3038
3 | 28 | 19 | 0 | 4 | -4.4 | 1.9 | 0 | -4.4 | 0 | 0 | 1.2094 | 1209.3931 | 184049.9369
3 | 28 | 20 | 0 | 0 | -5.9 | 1.9 | 0 | -5.9 | 0 | 0 | 1.2357 | 1235.6885 | 188051.6625
3 | 28 | 21 | 0 | 0 | -5.3 | 3.1 | 0 | -5.3 | 0 | 0 | 1.1751 | 1175.0508 | 178823.5896
3 | 28 | 22 | 0 | 0 | -4.4 | 3.6 | 0 | -4.4 | 0 | 0 | 1.0512 | 1051.2471 | 159982.6855
3 | 28 | 23 | 0 | 0 | -5.8 | 1.9 | 0 | -5.8 | 0 | 0 | 0.91875 | 918.7475 | 139818.4138
3 | 29 | 0 | 0 | 0 | -5.8 | 1.9 | 0 | -5.8 | 0 | 0 | 0.82675 | 826.7479 | 125817.5692
3 | 29 | 1 | 0 | 0 | -6.6 | 1.9 | 0 | -6.6 | 0 | 0 | 0.76903 | 769.031 | 117033.992
3 | 29 | 2 | 0 | 0 | -7.4 | 1.7 | 0 | -7.4 | 0 | 0 | 0.7424 | 742.403 | 112981.6414
3 | 29 | 3 | 0 | 0 | -7.9 | 1.1 | 0 | -7.9 | 0 | 0 | 0.73156 | 731.5579 | 111331.2048
3 | 29 | 4 | 0 | 0 | -7.9 | 1.1 | 0 | -7.9 | 0 | 0 | 0.7383 | 738.3033 | 112357.7332
3 | 29 | 5 | 0 | 2 | -9.8 | 1.1 | 0 | -9.8 | 0 | 0 | 0.7856 | 785.5965 | 119554.9929
3 | 29 | 6 | 313 | 18 | -8.8 | 1.9 | 26.386 | -10.071 | 141.857 | 99.185 | 0.89494 | 894.9398 | 136195.2652
3 | 29 | 7 | 664 | 46 | -5.5 | 1.1 | 214.387 | -0.818 | 1206.163 | 1140.954 | 1.0065 | 1006.5188 | 153175.7659
3 | 29 | 8 | 814 | 64 | -2.8 | 2.5 | 475.667 | 8.42 | 3002.881 | 2887.459 | 1.047 | 1047.0182 | 159339.1131
3 | 29 | 9 | 892 | 76 | -1.4 | 3.1 | 721.818 | 15.635 | 4601.201 | 4428.267 | 1.086 | 1086.0258 | 165275.4428
3 | 29 | 10 | 929 | 83 | 0.5 | 3.1 | 906.575 | 22.431 | 5663.553 | 5445.702 | 1.1165 | 1116.5002 | 169913.1506
3 | 29 | 11 | 951 | 86 | 1.6 | 2.5 | 1033.179 | 28.628 | 6284.811 | 6038.217 | 1.1347 | 1134.6575 | 172676.3925
3 | 29 | 12 | 961 | 84 | 2.4 | 1.1 | 1082.823 | 37.549 | 6308.478 | 6060.753 | 1.1345 | 1134.464 | 172646.9492
3 | 29 | 13 | 959 | 81 | 3.8 | 1.1 | 1054.245 | 38.235 | 6119.78 | 5881 | 1.1255 | 1125.4561 | 171276.0918
3 | 29 | 14 | 951 | 76 | 4.1 | 1.1 | 954.394 | 35.656 | 5602.857 | 5387.717 | 1.1155 | 1115.5198 | 169763.946
3 | 29 | 15 | 935 | 70 | 4.4 | 1.1 | 791.92 | 30.975 | 4721.889 | 4544.121 | 1.1231 | 1123.1323 | 170922.4459
3 | 29 | 16 | 886 | 61 | 4.1 | 1.1 | 566.195 | 23.454 | 3399.679 | 3271.107 | 1.1525 | 1152.4571 | 175385.2012
3 | 29 | 17 | 759 | 48 | 3.6 | 1.9 | 299.874 | 12.083 | 1703.745 | 1626.16 | 1.1824 | 1182.3622 | 179936.2745
3 | 29 | 18 | 592 | 29 | 1.4 | 2.5 | 70.12 | 2.184 | 305.418 | 259.631 | 1.1928 | 1192.7906 | 181523.3038
3 | 29 | 19 | 1 | 3 | -1.4 | 1.9 | 0 | -1.4 | 0 | 0 | 1.2094 | 1209.3931 | 184049.9369
3 | 29 | 20 | 0 | 0 | -2.6 | 1.9 | 0 | -2.6 | 0 | 0 | 1.2357 | 1235.6885 | 188051.6625
3 | 29 | 21 | 0 | 0 | -3.4 | 2.5 | 0 | -3.4 | 0 | 0 | 1.1751 | 1175.0508 | 178823.5896
3 | 29 | 22 | 0 | 0 | -3.6 | 3.1 | 0 | -3.6 | 0 | 0 | 1.0512 | 1051.2471 | 159982.6855
3 | 29 | 23 | 0 | 0 | -3.4 | 3.1 | 0 | -3.4 | 0 | 0 | 0.91875 | 918.7475 | 139818.4138
3 | 30 | 0 | 0 | 0 | -3.7 | 2.5 | 0 | -3.7 | 0 | 0 | 0.82675 | 826.7479 | 125817.5692
3 | 30 | 1 | 0 | 0 | -3.7 | 3.1 | 0 | -3.7 | 0 | 0 | 0.76903 | 769.031 | 117033.992
3 | 30 | 2 | 0 | 0 | -4.1 | 2.5 | 0 | -4.1 | 0 | 0 | 0.7424 | 742.403 | 112981.6414
3 | 30 | 3 | 0 | 0 | -5.1 | 1.1 | 0 | -5.1 | 0 | 0 | 0.73156 | 731.5579 | 111331.2048
3 | 30 | 4 | 0 | 0 | -5.6 | 1.9 | 0 | -5.6 | 0 | 0 | 0.7383 | 738.3033 | 112357.7332
3 | 30 | 5 | 0 | 2 | -6.3 | 1.7 | 0 | -6.3 | 0 | 0 | 0.7856 | 785.5965 | 119554.9929
3 | 30 | 6 | 125 | 32 | -5.1 | 1.7 | 31.005 | -6.305 | 202.4 | 158.59 | 0.89494 | 894.9398 | 136195.2652
3 | 30 | 7 | 601 | 58 | -2.3 | 1.9 | 213.732 | 1.744 | 1216.26 | 1150.812 | 1.0065 | 1006.5188 | 153175.7659
3 | 30 | 8 | 610 | 120 | 0.6 | 3.1 | 437.429 | 10.068 | 2772.203 | 2664.083 | 1.047 | 1047.0182 | 159339.1131
3 | 30 | 9 | 648 | 145 | 2.2 | 1.9 | 634.57 | 19.411 | 3986.823 | 3837.427 | 1.086 | 1086.0258 | 165275.4428
3 | 30 | 10 | 719 | 189 | 3.3 | 2.5 | 860.756 | 25.279 | 5309.619 | 5107.326 | 1.1165 | 1116.5002 | 169913.1506
3 | 30 | 11 | 389 | 315 | 5.8 | 4.7 | 754.99 | 21.165 | 4757.717 | 4578.501 | 1.1347 | 1134.6575 | 172676.3925
3 | 30 | 12 | 111 | 386 | 5.3 | 6.7 | 546.846 | 13.995 | 3561.1 | 3426.966 | 1.1345 | 1134.464 | 172646.9492
3 | 30 | 13 | 212 | 361 | 5.9 | 6.1 | 628.648 | 16.325 | 4050.813 | 3899.048 | 1.1255 | 1125.4561 | 171276.0918
3 | 30 | 14 | 96 | 300 | 5.3 | 5.3 | 412.677 | 12.725 | 2701.524 | 2595.591 | 1.1155 | 1115.5198 | 169763.946
3 | 30 | 15 | 104 | 241 | 5.5 | 3.6 | 334.318 | 12.542 | 2186.012 | 2095.313 | 1.1231 | 1123.1323 | 170922.4459
3 | 30 | 16 | 75 | 181 | 5 | 3.1 | 229.588 | 9.697 | 1512.036 | 1439.358 | 1.1525 | 1152.4571 | 175385.2012
3 | 30 | 17 | 200 | 92 | 4.1 | 1.9 | 162.502 | 7.434 | 1017.919 | 957.087 | 1.1824 | 1182.3622 | 179936.2745
3 | 30 | 18 | 178 | 36 | 1.5 | 1.1 | 46.285 | 1.257 | 267.338 | 222.288 | 1.1928 | 1192.7906 | 181523.3038
3 | 30 | 19 | 0 | 3 | 1.4 | 1.9 | 0 | 1.4 | 0 | 0 | 1.2094 | 1209.3931 | 184049.9369
3 | 30 | 20 | 0 | 0 | 1.6 | 1.7 | 0 | 1.6 | 0 | 0 | 1.2357 | 1235.6885 | 188051.6625
3 | 30 | 21 | 0 | 0 | 0.5 | 0 | 0 | 0.5 | 0 | 0 | 1.1751 | 1175.0508 | 178823.5896
3 | 30 | 22 | 0 | 0 | 2 | 0.6 | 0 | 2 | 0 | 0 | 1.0512 | 1051.2471 | 159982.6855
3 | 30 | 23 | 0 | 0 | -0.4 | 0 | 0 | -0.4 | 0 | 0 | 0.91875 | 918.7475 | 139818.4138
3 | 31 | 0 | 0 | 0 | -0.1 | 3.1 | 0 | -0.1 | 0 | 0 | 0.82675 | 826.7479 | 125817.5692
3 | 31 | 1 | 0 | 0 | -0.6 | 1.1 | 0 | -0.6 | 0 | 0 | 0.76903 | 769.031 | 117033.992
3 | 31 | 2 | 0 | 0 | 0.1 | 1.7 | 0 | 0.1 | 0 | 0 | 0.7424 | 742.403 | 112981.6414
3 | 31 | 3 | 0 | 0 | -0.2 | 1.1 | 0 | -0.2 | 0 | 0 | 0.73156 | 731.5579 | 111331.2048
3 | 31 | 4 | 0 | 0 | -0.3 | 1.1 | 0 | -0.3 | 0 | 0 | 0.7383 | 738.3033 | 112357.7332
3 | 31 | 5 | 0 | 2 | -0.8 | 1.1 | 0 | -0.8 | 0 | 0 | 0.7856 | 785.5965 | 119554.9929
3 | 31 | 6 | 0 | 21 | -0.8 | 0.6 | 18.938 | -3.013 | 132.707 | 90.205 | 0.89494 | 894.9398 | 136195.2652
3 | 31 | 7 | 38 | 69 | -0.5 | 0 | 76.065 | -1.272 | 513.099 | 463.175 | 1.0065 | 1006.5188 | 153175.7659
3 | 31 | 8 | 17 | 138 | -0.1 | 0 | 141.563 | 3.688 | 960.779 | 901.242 | 1.047 | 1047.0182 | 159339.1131
3 | 31 | 9 | 42 | 193 | 0.4 | 0 | 229.138 | 8.842 | 1523.524 | 1450.557 | 1.086 | 1086.0258 | 165275.4428
3 | 31 | 10 | 82 | 248 | 1.1 | 0.6 | 333.467 | 12.132 | 2188.148 | 2097.389 | 1.1165 | 1116.5002 | 169913.1506
3 | 31 | 11 | 92 | 291 | 2.1 | 1.1 | 402.877 | 14.399 | 2618.572 | 2515.175 | 1.1347 | 1134.6575 | 172676.3925
3 | 31 | 12 | 220 | 285 | 3.7 | 3.1 | 547.519 | 16.26 | 3529.301 | 3396.272 | 1.1345 | 1134.464 | 172646.9492
3 | 31 | 13 | 445 | 252 | 3.5 | 1.9 | 760.338 | 24.386 | 4720.657 | 4542.939 | 1.1255 | 1125.4561 | 171276.0918
3 | 31 | 14 | 486 | 177 | 3.1 | 2.5 | 664.253 | 20.596 | 4192.427 | 4035.352 | 1.1155 | 1115.5198 | 169763.946
3 | 31 | 15 | 456 | 168 | 2.9 | 1.9 | 550.39 | 18.615 | 3487.835 | 3356.241 | 1.1231 | 1123.1323 | 170922.4459
3 | 31 | 16 | 335 | 159 | 2.5 | 2.5 | 363.372 | 11.763 | 2337.814 | 2242.76 | 1.1525 | 1152.4571 | 175385.2012
3 | 31 | 17 | 408 | 69 | 0.9 | 1.7 | 209.016 | 6.314 | 1261.823 | 1195.288 | 1.1824 | 1182.3622 | 179936.2745
3 | 31 | 18 | 312 | 26 | -1.1 | 1.1 | 46.913 | -1.061 | 234.8 | 190.374 | 1.1928 | 1192.7906 | 181523.3038
3 | 31 | 19 | 0 | 4 | -1.6 | 1.9 | 3.618 | -3.649 | 25.419 | 0 | 1.2094 | 1209.3931 | 184049.9369
3 | 31 | 20 | 0 | 0 | -2 | 1.9 | 0 | -2 | 0 | 0 | 1.2357 | 1235.6885 | 188051.6625
3 | 31 | 21 | 0 | 0 | -2.1 | 1.7 | 0 | -2.1 | 0 | 0 | 1.1751 | 1175.0508 | 178823.5896
3 | 31 | 22 | 0 | 0 | -2 | 1.1 | 0 | -2 | 0 | 0 | 1.0512 | 1051.2471 | 159982.6855
3 | 31 | 23 | 0 | 0 | -1.5 | 0 | 0 | -1.5 | 0 | 0 | 0.91875 | 918.7475 | 139818.4138
4 | 1 | 0 | 0 | 0 | -0.8 | 1.7 | 0 | -0.8 | 0 | 0 | 0.75926 | 759.2552 | 115546.2827
4 | 1 | 1 | 0 | 0 | -0.2 | 4.7 | 0 | -0.2 | 0 | 0 | 0.70265 | 702.647 | 106931.4255
4 | 1 | 2 | 0 | 0 | 0 | 4.2 | 0 | 0 | 0 | 0 | 0.67356 | 673.5579 | 102504.5483
4 | 1 | 3 | 0 | 0 | 0.1 | 4.2 | 0 | 0.1 | 0 | 0 | 0.66301 | 663.011 | 100899.476
4 | 1 | 4 | 0 | 0 | 0 | 3.6 | 0 | 0 | 0 | 0 | 0.66918 | 669.1836 | 101838.8458
4 | 1 | 5 | 0 | 3 | 0 | 2.5 | 0 | 0 | 0 | 0 | 0.71564 | 715.6358 | 108908.1128
4 | 1 | 6 | 166 | 30 | 0.2 | 4.2 | 28.335 | -0.842 | 176.635 | 133.311 | 0.80144 | 801.4415 | 121966.3498
4 | 1 | 7 | 472 | 66 | 2.2 | 5.6 | 186.478 | 4.306 | 1072.916 | 1010.822 | 0.89665 | 896.6516 | 136455.77
4 | 1 | 8 | 542 | 125 | 4.5 | 5.6 | 399.78 | 10.778 | 2531.301 | 2430.537 | 0.95339 | 953.3868 | 145089.9426
4 | 1 | 9 | 256 | 245 | 6.6 | 6.1 | 435.51 | 13.467 | 2824.885 | 2715.119 | 1.0058 | 1005.8225 | 153069.8029
4 | 1 | 10 | 133 | 309 | 6.9 | 7.2 | 435.864 | 13.105 | 2847.29 | 2736.82 | 1.0435 | 1043.4621 | 158797.9443
4 | 1 | 11 | 149 | 353 | 9.1 | 8.3 | 533.516 | 16.17 | 3440.113 | 3310.159 | 1.0666 | 1066.6004 | 162319.2132
4 | 1 | 12 | 99 | 337 | 9.7 | 7.8 | 453.384 | 15.959 | 2926.561 | 2813.583 | 1.0718 | 1071.8199 | 163113.5287
4 | 1 | 13 | 104 | 311 | 10.5 | 7.2 | 424.734 | 16.578 | 2733.838 | 2626.907 | 1.0651 | 1065.1089 | 162092.2299
4 | 1 | 14 | 217 | 328 | 11.2 | 5.6 | 551.047 | 20.641 | 3479.447 | 3348.142 | 1.0604 | 1060.3607 | 161369.6217
4 | 1 | 15 | 183 | 265 | 12.2 | 7.8 | 418.249 | 17.971 | 2666.371 | 2561.517 | 1.0663 | 1066.2523 | 162266.2302
4 | 1 | 16 | 95 | 178 | 12.7 | 7.2 | 227.16 | 15.636 | 1453.977 | 1382.751 | 1.0867 | 1086.6727 | 165373.8797
4 | 1 | 17 | 47 | 112 | 10.6 | 5.6 | 121.466 | 11.855 | 782.183 | 726.595 | 1.1048 | 1104.8125 | 168134.4657
4 | 1 | 18 | 4 | 33 | 9.5 | 6.1 | 28.858 | 8.91 | 191.076 | 147.48 | 1.078 | 1078.0313 | 164058.8079
4 | 1 | 19 | 0 | 3 | 8 | 5.6 | 2.714 | 6.753 | 18.243 | 0 | 1.0503 | 1050.2987 | 159838.3544
4 | 1 | 20 | 0 | 0 | 6.2 | 4.7 | 0 | 6.2 | 0 | 0 | 1.0752 | 1075.1853 | 163625.6934
4 | 1 | 21 | 0 | 0 | 5.4 | 4.7 | 0 | 5.4 | 0 | 0 | 1.0946 | 1094.5516 | 166572.9302
4 | 1 | 22 | 0 | 0 | 6.2 | 5.3 | 0 | 6.2 | 0 | 0 | 0.98853 | 988.5334 | 150438.6885
4 | 1 | 23 | 0 | 0 | 5.8 | 4.7 | 0 | 5.8 | 0 | 0 | 0.85716 | 857.1577 | 130445.4402
4 | 2 | 0 | 0 | 0 | 6.9 | 6.1 | 0 | 6.9 | 0 | 0 | 0.75926 | 759.2552 | 115546.2827
4 | 2 | 1 | 0 | 0 | 5.9 | 4.2 | 0 | 5.9 | 0 | 0 | 0.70265 | 702.647 | 106931.4255
4 | 2 | 2 | 0 | 0 | 4.8 | 3.1 | 0 | 4.8 | 0 | 0 | 0.67356 | 673.5579 | 102504.5483
4 | 2 | 3 | 0 | 0 | 4.5 | 3.6 | 0 | 4.5 | 0 | 0 | 0.66301 | 663.011 | 100899.476
4 | 2 | 4 | 0 | 0 | 4.4 | 1.9 | 0 | 4.4 | 0 | 0 | 0.66918 | 669.1836 | 101838.8458
4 | 2 | 5 | 0 | 1 | 4.4 | 2.5 | 0 | 4.4 | 0 | 0 | 0.71564 | 715.6358 | 108908.1128
4 | 2 | 6 | 9 | 10 | 4.3 | 1.1 | 9.047 | 1.912 | 61.11 | 19.929 | 0.80144 | 801.4415 | 121966.3498
4 | 2 | 7 | 4 | 41 | 5 | 1.9 | 36.816 | 3.85 | 248.985 | 204.287 | 0.89665 | 896.6516 | 136455.77
4 | 2 | 8 | 33 | 105 | 7.8 | 1.9 | 114.491 | 9.036 | 755.474 | 700.463 | 0.95339 | 953.3868 | 145089.9426
4 | 2 | 9 | 282 | 189 | 9.5 | 3.6 | 401.706 | 17.359 | 2557.563 | 2456.011 | 1.0058 | 1005.8225 | 153069.8029
4 | 2 | 10 | 721 | 153 | 10.8 | 1.7 | 805.925 | 32.7 | 4797.793 | 4616.95 | 1.0435 | 1043.4621 | 158797.9443
4 | 2 | 11 | 804 | 131 | 12 | 3.6 | 934.633 | 33.225 | 5561.049 | 5347.765 | 1.0666 | 1066.6004 | 162319.2132
4 | 2 | 12 | 731 | 168 | 12.9 | 7.2 | 947.406 | 27.751 | 5789.973 | 5566.422 | 1.0718 | 1071.8199 | 163113.5287
4 | 2 | 13 | 303 | 257 | 12.6 | 6.1 | 589.429 | 22.901 | 3685.147 | 3546.655 | 1.0651 | 1065.1089 | 162092.2299
4 | 2 | 14 | 69 | 243 | 12.3 | 6.1 | 305.875 | 17.191 | 1962.677 | 1878.188 | 1.0604 | 1060.3607 | 161369.6217
4 | 2 | 15 | 131 | 209 | 10.6 | 8.3 | 315.928 | 14.423 | 2046.974 | 1960.169 | 1.0663 | 1066.2523 | 162266.2302
4 | 2 | 16 | 5 | 68 | 8.5 | 8.3 | 62.247 | 8.645 | 414.274 | 366.344 | 1.0867 | 1086.6727 | 165373.8797
4 | 2 | 17 | 4 | 32 | 5.3 | 6.1 | 29.157 | 4.607 | 196.406 | 152.709 | 1.1048 | 1104.8125 | 168134.4657
4 | 2 | 18 | 2 | 16 | 5.8 | 4.7 | 14.068 | 4.623 | 94.87 | 53.07 | 1.078 | 1078.0313 | 164058.8079
4 | 2 | 19 | 0 | 9 | 5 | 3.6 | 8.141 | 3.442 | 55.514 | 14.435 | 1.0503 | 1050.2987 | 159838.3544
4 | 2 | 20 | 0 | 0 | 3.2 | 4.2 | 0 | 3.2 | 0 | 0 | 1.0752 | 1075.1853 | 163625.6934
4 | 2 | 21 | 0 | 0 | 2.6 | 4.2 | 0 | 2.6 | 0 | 0 | 1.0946 | 1094.5516 | 166572.9302
4 | 2 | 22 | 0 | 0 | 2.2 | 4.7 | 0 | 2.2 | 0 | 0 | 0.98853 | 988.5334 | 150438.6885
4 | 2 | 23 | 0 | 0 | 1.9 | 4.7 | 0 | 1.9 | 0 | 0 | 0.85716 | 857.1577 | 130445.4402
4 | 3 | 0 | 0 | 0 | 1.2 | 4.2 | 0 | 1.2 | 0 | 0 | 0.75926 | 759.2552 | 115546.2827
4 | 3 | 1 | 0 | 0 | 0.9 | 3.6 | 0 | 0.9 | 0 | 0 | 0.70265 | 702.647 | 106931.4255
4 | 3 | 2 | 0 | 0 | 0.2 | 3.1 | 0 | 0.2 | 0 | 0 | 0.67356 | 673.5579 | 102504.5483
4 | 3 | 3 | 0 | 0 | -0.4 | 2.5 | 0 | -0.4 | 0 | 0 | 0.66301 | 663.011 | 100899.476
4 | 3 | 4 | 0 | 0 | -0.1 | 3.1 | 0 | -0.1 | 0 | 0 | 0.66918 | 669.1836 | 101838.8458
4 | 3 | 5 | 0 | 5 | 0.9 | 3.1 | 0 | 0.9 | 0 | 0 | 0.71564 | 715.6358 | 108908.1128
4 | 3 | 6 | 100 | 25 | 1.5 | 3.6 | 22.487 | 0.231 | 145.417 | 102.679 | 0.80144 | 801.4415 | 121966.3498
4 | 3 | 7 | 104 | 82 | 2.2 | 3.6 | 104.76 | 2.927 | 673.352 | 620.096 | 0.89665 | 896.6516 | 136455.77
4 | 3 | 8 | 427 | 121 | 4.9 | 2.5 | 342.942 | 12.223 | 2167.179 | 2077.013 | 0.95339 | 953.3868 | 145089.9426
4 | 3 | 9 | 699 | 117 | 6.9 | 4.2 | 628.536 | 19.597 | 3944.551 | 3796.708 | 1.0058 | 1005.8225 | 153069.8029
4 | 3 | 10 | 846 | 94 | 7.9 | 6.1 | 841.728 | 22.153 | 5267.392 | 5066.916 | 1.0435 | 1043.4621 | 158797.9443
4 | 3 | 11 | 958 | 67 | 8.9 | 7.8 | 996.602 | 23.608 | 6208.387 | 5965.428 | 1.0666 | 1066.6004 | 162319.2132
4 | 3 | 12 | 895 | 96 | 9.6 | 5.3 | 1009.216 | 28.845 | 6135.563 | 5896.042 | 1.0718 | 1071.8199 | 163113.5287
4 | 3 | 13 | 691 | 141 | 9.6 | 6.1 | 858.982 | 24.649 | 5326.286 | 5123.274 | 1.0651 | 1065.1089 | 162092.2299
4 | 3 | 14 | 498 | 156 | 10.1 | 7.8 | 631.788 | 19.351 | 4010.166 | 3859.908 | 1.0604 | 1060.3607 | 161369.6217
4 | 3 | 15 | 529 | 166 | 9.1 | 7.2 | 585.173 | 17.887 | 3718.812 | 3579.124 | 1.0663 | 1066.2523 | 162266.2302
4 | 3 | 16 | 625 | 119 | 8.9 | 5.3 | 477.643 | 17.508 | 2967.67 | 2853.379 | 1.0867 | 1086.6727 | 165373.8797
4 | 3 | 17 | 611 | 75 | 7.3 | 6.7 | 273.819 | 11.182 | 1592.403 | 1517.689 | 1.1048 | 1104.8125 | 168134.4657
4 | 3 | 18 | 429 | 40 | 5.3 | 5.6 | 65.368 | 5.545 | 317.339 | 271.321 | 1.078 | 1078.0313 | 164058.8079
4 | 3 | 19 | 2 | 7 | 3.2 | 5.6 | 6.332 | 2.039 | 43.436 | 2.577 | 1.0503 | 1050.2987 | 159838.3544
4 | 3 | 20 | 0 | 0 | 1.3 | 4.2 | 0 | 1.3 | 0 | 0 | 1.0752 | 1075.1853 | 163625.6934
4 | 3 | 21 | 0 | 0 | 0.1 | 1.7 | 0 | 0.1 | 0 | 0 | 1.0946 | 1094.5516 | 166572.9302
4 | 3 | 22 | 0 | 0 | -0.1 | 1.1 | 0 | -0.1 | 0 | 0 | 0.98853 | 988.5334 | 150438.6885
4 | 3 | 23 | 0 | 0 | -0.3 | 0 | 0 | -0.3 | 0 | 0 | 0.85716 | 857.1577 | 130445.4402
4 | 4 | 0 | 0 | 0 | -0.4 | 1.9 | 0 | -0.4 | 0 | 0 | 0.75926 | 759.2552 | 115546.2827
4 | 4 | 1 | 0 | 0 | -0.7 | 0 | 0 | -0.7 | 0 | 0 | 0.70265 | 702.647 | 106931.4255
4 | 4 | 2 | 0 | 0 | -0.8 | 1.1 | 0 | -0.8 | 0 | 0 | 0.67356 | 673.5579 | 102504.5483
4 | 4 | 3 | 0 | 0 | -1.2 | 1.1 | 0 | -1.2 | 0 | 0 | 0.66301 | 663.011 | 100899.476
4 | 4 | 4 | 0 | 0 | -1.8 | 1.1 | 0 | -1.8 | 0 | 0 | 0.66918 | 669.1836 | 101838.8458
4 | 4 | 5 | 0 | 5 | -2.4 | 1.7 | 0 | -2.4 | 0 | 0 | 0.71564 | 715.6358 | 108908.1128
4 | 4 | 6 | 169 | 38 | -1.8 | 1.9 | 33.565 | -3.133 | 219.923 | 175.78 | 0.80144 | 801.4415 | 121966.3498
4 | 4 | 7 | 594 | 48 | -0.4 | 2.5 | 203.846 | 3.071 | 1150.19 | 1086.3 | 0.89665 | 896.6516 | 136455.77
4 | 4 | 8 | 742 | 59 | 0.7 | 3.1 | 434.731 | 10.074 | 2735.279 | 2628.304 | 0.95339 | 953.3868 | 145089.9426
4 | 4 | 9 | 548 | 194 | 1.7 | 1.9 | 601.919 | 18.039 | 3813.136 | 3670.07 | 1.0058 | 1005.8225 | 153069.8029
4 | 4 | 10 | 518 | 220 | 2.6 | 1.9 | 702.972 | 22.195 | 4401.637 | 4236.545 | 1.0435 | 1043.4621 | 158797.9443
4 | 4 | 11 | 112 | 258 | 3.2 | 1.9 | 385.11 | 14.548 | 2501.405 | 2401.535 | 1.0666 | 1066.6004 | 162319.2132
4 | 4 | 12 | 88 | 289 | 3.4 | 3.1 | 383.763 | 11.989 | 2521.512 | 2421.041 | 1.0718 | 1071.8199 | 163113.5287
4 | 4 | 13 | 224 | 267 | 3.3 | 4.7 | 524.261 | 13.155 | 3426.506 | 3297.018 | 1.0651 | 1065.1089 | 162092.2299
4 | 4 | 14 | 206 | 249 | 3.5 | 3.1 | 447.564 | 13.993 | 2912.286 | 2799.762 | 1.0604 | 1060.3607 | 161369.6217
4 | 4 | 15 | 329 | 203 | 3.3 | 4.7 | 465.798 | 12.083 | 3042.986 | 2926.269 | 1.0663 | 1066.2523 | 162266.2302
4 | 4 | 16 | 564 | 128 | 4 | 4.2 | 450.332 | 13.114 | 2857.926 | 2747.122 | 1.0867 | 1086.6727 | 165373.8797
4 | 4 | 17 | 426 | 123 | 1.9 | 2.5 | 259.663 | 8.17 | 1584.618 | 1510.103 | 1.1048 | 1104.8125 | 168134.4657
4 | 4 | 18 | 209 | 55 | 1.2 | 4.2 | 61.8 | 1.434 | 362.937 | 316.025 | 1.078 | 1078.0313 | 164058.8079
4 | 4 | 19 | 1 | 11 | -0.4 | 4.2 | 9.95 | -1.725 | 69.346 | 28.015 | 1.0503 | 1050.2987 | 159838.3544
4 | 4 | 20 | 0 | 0 | -0.5 | 4.7 | 0 | -0.5 | 0 | 0 | 1.0752 | 1075.1853 | 163625.6934
4 | 4 | 21 | 0 | 0 | -0.8 | 5.3 | 0 | -0.8 | 0 | 0 | 1.0946 | 1094.5516 | 166572.9302
4 | 4 | 22 | 0 | 0 | -1 | 4.2 | 0 | -1 | 0 | 0 | 0.98853 | 988.5334 | 150438.6885
4 | 4 | 23 | 0 | 0 | -1.2 | 5.6 | 0 | -1.2 | 0 | 0 | 0.85716 | 857.1577 | 130445.4402
4 | 5 | 0 | 0 | 0 | -1.4 | 5.6 | 0 | -1.4 | 0 | 0 | 0.75926 | 759.2552 | 115546.2827
4 | 5 | 1 | 0 | 0 | -1.8 | 5.3 | 0 | -1.8 | 0 | 0 | 0.70265 | 702.647 | 106931.4255
4 | 5 | 2 | 0 | 0 | -2.1 | 4.7 | 0 | -2.1 | 0 | 0 | 0.67356 | 673.5579 | 102504.5483
4 | 5 | 3 | 0 | 0 | -2.2 | 5.6 | 0 | -2.2 | 0 | 0 | 0.66301 | 663.011 | 100899.476
4 | 5 | 4 | 0 | 0 | -2.4 | 5.6 | 0 | -2.4 | 0 | 0 | 0.66918 | 669.1836 | 101838.8458
4 | 5 | 5 | 0 | 4 | -2.6 | 5.6 | 0 | -2.6 | 0 | 0 | 0.71564 | 715.6358 | 108908.1128
4 | 5 | 6 | 333 | 31 | -1.8 | 6.1 | 31.376 | -2.553 | 192.8 | 149.172 | 0.80144 | 801.4415 | 121966.3498
4 | 5 | 7 | 639 | 50 | -0.4 | 6.1 | 219.161 | 2.168 | 1242.475 | 1176.403 | 0.89665 | 896.6516 | 136455.77
4 | 5 | 8 | 845 | 59 | 1.6 | 6.7 | 486.822 | 8.67 | 3081.022 | 2963.069 | 0.95339 | 953.3868 | 145089.9426
4 | 5 | 9 | 912 | 66 | 2.9 | 7.8 | 713.629 | 12.973 | 4608.449 | 4435.226 | 1.0058 | 1005.8225 | 153069.8029
4 | 5 | 10 | 944 | 73 | 4.3 | 8.3 | 895.495 | 16.8 | 5743.007 | 5521.583 | 1.0435 | 1043.4621 | 158797.9443
4 | 5 | 11 | 947 | 83 | 5.3 | 8.3 | 1008.626 | 19.601 | 6401.191 | 6149.011 | 1.0666 | 1066.6004 | 162319.2132
4 | 5 | 12 | 949 | 83 | 6.8 | 7.8 | 1049.2 | 22.435 | 6574.445 | 6313.828 | 1.0718 | 1071.8199 | 163113.5287
4 | 5 | 13 | 951 | 79 | 8.2 | 8.3 | 1022.265 | 22.859 | 6391.869 | 6140.138 | 1.0651 | 1065.1089 | 162092.2299
4 | 5 | 14 | 921 | 80 | 8.3 | 5.6 | 911.844 | 25.168 | 5631.586 | 5415.165 | 1.0604 | 1060.3607 | 161369.6217
4 | 5 | 15 | 866 | 77 | 9.3 | 5.3 | 731.441 | 23.202 | 4526.685 | 4356.701 | 1.0663 | 1066.2523 | 162266.2302
4 | 5 | 16 | 787 | 70 | 9.5 | 2.5 | 512.647 | 22.935 | 3090.269 | 2972.015 | 1.0867 | 1086.6727 | 165373.8797
4 | 5 | 17 | 651 | 63 | 9.1 | 1.7 | 274.92 | 16.916 | 1546.244 | 1472.704 | 1.1048 | 1104.8125 | 168134.4657
4 | 5 | 18 | 406 | 47 | 7.3 | 0 | 70.66 | 10.625 | 350.331 | 303.667 | 1.078 | 1078.0313 | 164058.8079
4 | 5 | 19 | 1 | 9 | 4.2 | 1.1 | 8.141 | 2.167 | 55.816 | 14.732 | 1.0503 | 1050.2987 | 159838.3544
4 | 5 | 20 | 0 | 0 | 2.4 | 1.7 | 0 | 2.4 | 0 | 0 | 1.0752 | 1075.1853 | 163625.6934
4 | 5 | 21 | 0 | 0 | 1.3 | 0 | 0 | 1.3 | 0 | 0 | 1.0946 | 1094.5516 | 166572.9302
4 | 5 | 22 | 0 | 0 | -0.1 | 0.6 | 0 | -0.1 | 0 | 0 | 0.98853 | 988.5334 | 150438.6885
4 | 5 | 23 | 0 | 0 | -0.3 | 1.7 | 0 | -0.3 | 0 | 0 | 0.85716 | 857.1577 | 130445.4402
4 | 6 | 0 | 0 | 0 | -1.4 | 1.7 | 0 | -1.4 | 0 | 0 | 0.75926 | 759.2552 | 115546.2827
4 | 6 | 1 | 0 | 0 | -0.9 | 1.7 | 0 | -0.9 | 0 | 0 | 0.70265 | 702.647 | 106931.4255
4 | 6 | 2 | 0 | 0 | 0.8 | 0.6 | 0 | 0.8 | 0 | 0 | 0.67356 | 673.5579 | 102504.5483
4 | 6 | 3 | 0 | 0 | 1.1 | 1.1 | 0 | 1.1 | 0 | 0 | 0.66301 | 663.011 | 100899.476
4 | 6 | 4 | 0 | 0 | 0.7 | 1.1 | 0 | 0.7 | 0 | 0 | 0.66918 | 669.1836 | 101838.8458
4 | 6 | 5 | 0 | 4 | -0.3 | 1.1 | 0 | -0.3 | 0 | 0 | 0.71564 | 715.6358 | 108908.1128
4 | 6 | 6 | 75 | 28 | 1.1 | 1.9 | 23.773 | -0.484 | 159.707 | 116.702 | 0.80144 | 801.4415 | 121966.3498
4 | 6 | 7 | 386 | 82 | 1.5 | 1.7 | 184.518 | 4.76 | 1096.547 | 1033.907 | 0.89665 | 896.6516 | 136455.77
4 | 6 | 8 | 601 | 119 | 3.7 | 1.9 | 432.225 | 14.444 | 2696.178 | 2590.409 | 0.95339 | 953.3868 | 145089.9426
4 | 6 | 9 | 511 | 206 | 5.8 | 3.1 | 590.611 | 19.413 | 3720.873 | 3581.112 | 1.0058 | 1005.8225 | 153069.8029
4 | 6 | 10 | 701 | 180 | 8.1 | 3.1 | 822.337 | 27.454 | 5022.412 | 4832.308 | 1.0435 | 1043.4621 | 158797.9443
4 | 6 | 11 | 742 | 179 | 9.1 | 3.6 | 940.691 | 30.601 | 5669.499 | 5451.382 | 1.0666 | 1066.6004 | 162319.2132
4 | 6 | 12 | 453 | 285 | 9.7 | 5.3 | 795.967 | 24.86 | 4931.63 | 4745.298 | 1.0718 | 1071.8199 | 163113.5287
4 | 6 | 13 | 297 | 291 | 8.6 | 4.7 | 621.88 | 21.172 | 3919.44 | 3772.517 | 1.0651 | 1065.1089 | 162092.2299
4 | 6 | 14 | 439 | 244 | 9.5 | 5.3 | 677.445 | 21.943 | 4250.181 | 4090.914 | 1.0604 | 1060.3607 | 161369.6217
4 | 6 | 15 | 165 | 242 | 9.2 | 5.6 | 375.709 | 15.772 | 2419.313 | 2321.876 | 1.0663 | 1066.2523 | 162266.2302
4 | 6 | 16 | 131 | 193 | 8.6 | 5.6 | 268.008 | 12.752 | 1735.062 | 1656.659 | 1.0867 | 1086.6727 | 165373.8797
4 | 6 | 17 | 156 | 130 | 7.6 | 6.1 | 175.392 | 9.752 | 1109.326 | 1046.389 | 1.1048 | 1104.8125 | 168134.4657
4 | 6 | 18 | 26 | 58 | 6.9 | 1.9 | 50.901 | 6.836 | 334.436 | 288.084 | 1.078 | 1078.0313 | 164058.8079
4 | 6 | 19 | 0 | 8 | 5.5 | 2.5 | 7.236 | 3.821 | 49.266 | 8.301 | 1.0503 | 1050.2987 | 159838.3544
4 | 6 | 20 | 0 | 0 | 3.7 | 0 | 0 | 3.7 | 0 | 0 | 1.0752 | 1075.1853 | 163625.6934
4 | 6 | 21 | 0 | 0 | 2.2 | 2.5 | 0 | 2.2 | 0 | 0 | 1.0946 | 1094.5516 | 166572.9302
4 | 6 | 22 | 0 | 0 | 0.4 | 1.7 | 0 | 0.4 | 0 | 0 | 0.98853 | 988.5334 | 150438.6885
4 | 6 | 23 | 0 | 0 | -0.5 | 0 | 0 | -0.5 | 0 | 0 | 0.85716 | 857.1577 | 130445.4402
4 | 7 | 0 | 0 | 0 | -1.1 | 1.1 | 0 | -1.1 | 0 | 0 | 0.75926 | 759.2552 | 115546.2827
4 | 7 | 1 | 0 | 0 | -1.4 | 1.1 | 0 | -1.4 | 0 | 0 | 0.70265 | 702.647 | 106931.4255
4 | 7 | 2 | 0 | 0 | -1.4 | 1.7 | 0 | -1.4 | 0 | 0 | 0.67356 | 673.5579 | 102504.5483
4 | 7 | 3 | 0 | 0 | -1.9 | 1.1 | 0 | -1.9 | 0 | 0 | 0.66301 | 663.011 | 100899.476
4 | 7 | 4 | 0 | 0 | -1.8 | 1.9 | 0 | -1.8 | 0 | 0 | 0.66918 | 669.1836 | 101838.8458
4 | 7 | 5 | 0 | 3 | -0.7 | 2.5 | 2.714 | -2.719 | 18.991 | 0 | 0.71564 | 715.6358 | 108908.1128
4 | 7 | 6 | 10 | 21 | -0.6 | 3.6 | 18.529 | -1.994 | 128.568 | 86.143 | 0.80144 | 801.4415 | 121966.3498
4 | 7 | 7 | 53 | 82 | 0.7 | 5.3 | 88.816 | 0.989 | 590.536 | 539.017 | 0.89665 | 896.6516 | 136455.77
4 | 7 | 8 | 223 | 172 | 2.1 | 6.7 | 283.592 | 5.666 | 1872.491 | 1790.443 | 0.95339 | 953.3868 | 145089.9426
4 | 7 | 9 | 162 | 238 | 2.1 | 6.1 | 361.705 | 7.5 | 2413.282 | 2316.022 | 1.0058 | 1005.8225 | 153069.8029
4 | 7 | 10 | 20 | 226 | 2.5 | 5.3 | 227.821 | 5.983 | 1536.423 | 1463.131 | 1.0435 | 1043.4621 | 158797.9443
4 | 7 | 11 | 6 | 166 | 1.5 | 5.3 | 156.191 | 3.405 | 1065.28 | 1003.362 | 1.0666 | 1066.6004 | 162319.2132
4 | 7 | 12 | 4 | 126 | 1 | 6.7 | 116.27 | 1.873 | 798.197 | 742.261 | 1.0718 | 1071.8199 | 163113.5287
4 | 7 | 13 | 4 | 128 | 1 | 6.7 | 118.048 | 1.857 | 810.45 | 754.247 | 1.0651 | 1065.1089 | 162092.2299
4 | 7 | 14 | 4 | 106 | 0.3 | 6.7 | 97.208 | 0.812 | 670.29 | 617.099 | 1.0604 | 1060.3607 | 161369.6217
4 | 7 | 15 | 2 | 79 | 0.3 | 6.1 | 70.767 | 0.357 | 488.837 | 439.407 | 1.0663 | 1066.2523 | 162266.2302
4 | 7 | 16 | 1 | 49 | -0.2 | 6.1 | 43.392 | -0.659 | 300.922 | 255.223 | 1.0867 | 1086.6727 | 165373.8797
4 | 7 | 17 | 1 | 54 | -0.3 | 4.7 | 47.565 | -0.802 | 329.872 | 283.609 | 1.1048 | 1104.8125 | 168134.4657
4 | 7 | 18 | 1 | 32 | -0.4 | 5.6 | 27.929 | -1.204 | 193.93 | 150.28 | 1.078 | 1078.0313 | 164058.8079
4 | 7 | 19 | 0 | 4 | -0.4 | 5.3 | 3.618 | -1.727 | 25.217 | 0 | 1.0503 | 1050.2987 | 159838.3544
4 | 7 | 20 | 0 | 0 | -0.5 | 4.7 | 0 | -0.5 | 0 | 0 | 1.0752 | 1075.1853 | 163625.6934
4 | 7 | 21 | 0 | 0 | -0.7 | 5.6 | 0 | -0.7 | 0 | 0 | 1.0946 | 1094.5516 | 166572.9302
4 | 7 | 22 | 0 | 0 | -0.7 | 5.3 | 0 | -0.7 | 0 | 0 | 0.98853 | 988.5334 | 150438.6885
4 | 7 | 23 | 0 | 0 | -0.9 | 4.2 | 0 | -0.9 | 0 | 0 | 0.85716 | 857.1577 | 130445.4402
4 | 8 | 0 | 0 | 0 | -1 | 4.2 | 0 | -1 | 0 | 0 | 0.75926 | 759.2552 | 115546.2827
4 | 8 | 1 | 0 | 0 | -1.4 | 2.5 | 0 | -1.4 | 0 | 0 | 0.70265 | 702.647 | 106931.4255
4 | 8 | 2 | 0 | 0 | -1.4 | 3.6 | 0 | -1.4 | 0 | 0 | 0.67356 | 673.5579 | 102504.5483
4 | 8 | 3 | 0 | 0 | -1.7 | 3.1 | 0 | -1.7 | 0 | 0 | 0.66301 | 663.011 | 100899.476
4 | 8 | 4 | 0 | 0 | -2 | 1.9 | 0 | -2 | 0 | 0 | 0.66918 | 669.1836 | 101838.8458
4 | 8 | 5 | 0 | 4 | -2.5 | 1.7 | 3.618 | -4.825 | 25.543 | 0 | 0.71564 | 715.6358 | 108908.1128
4 | 8 | 6 | 9 | 29 | -2.3 | 2.5 | 24.863 | -3.747 | 173.938 | 130.666 | 0.80144 | 801.4415 | 121966.3498
4 | 8 | 7 | 8 | 106 | -2 | 2.5 | 97.344 | -1.412 | 674.323 | 621.046 | 0.89665 | 896.6516 | 136455.77
4 | 8 | 8 | 15 | 206 | -3.4 | 7.2 | 201.348 | -1.303 | 1397.923 | 1328.083 | 0.95339 | 953.3868 | 145089.9426
4 | 8 | 9 | 34 | 320 | -5 | 7.2 | 337.197 | -0.659 | 2337.452 | 2242.409 | 1.0058 | 1005.8225 | 153069.8029
4 | 8 | 10 | 51 | 415 | -5 | 7.2 | 489.595 | 1.883 | 3360.106 | 3232.879 | 1.0435 | 1043.4621 | 158797.9443
4 | 8 | 11 | 143 | 434 | -5.4 | 6.7 | 604.945 | 3.895 | 4116.999 | 3962.765 | 1.0666 | 1066.6004 | 162319.2132
4 | 8 | 12 | 340 | 423 | -4.9 | 5.6 | 825.41 | 9.768 | 5476.672 | 5267.11 | 1.0718 | 1071.8199 | 163113.5287
4 | 8 | 13 | 244 | 424 | -4.3 | 5.6 | 707.764 | 8.528 | 4721.334 | 4543.589 | 1.0651 | 1065.1089 | 162092.2299
4 | 8 | 14 | 166 | 389 | -4.4 | 5.3 | 572.41 | 6.152 | 3856.428 | 3711.798 | 1.0604 | 1060.3607 | 161369.6217
4 | 8 | 15 | 77 | 327 | -4.5 | 3.6 | 396.146 | 4.496 | 2685.442 | 2580.003 | 1.0663 | 1066.2523 | 162266.2302
4 | 8 | 16 | 27 | 217 | -4 | 4.2 | 219.236 | -0.054 | 1513.03 | 1440.327 | 1.0867 | 1086.6727 | 165373.8797
4 | 8 | 17 | 12 | 139 | -4.6 | 1.7 | 130.708 | -2.09 | 907.99 | 849.636 | 1.1048 | 1104.8125 | 168134.4657
4 | 8 | 18 | 12 | 59 | -4.4 | 3.1 | 50.663 | -4.719 | 353.765 | 307.033 | 1.078 | 1078.0313 | 164058.8079
4 | 8 | 19 | 0 | 12 | -4.9 | 1.7 | 10.854 | -6.814 | 77.258 | 35.782 | 1.0503 | 1050.2987 | 159838.3544
4 | 8 | 20 | 0 | 0 | -5.4 | 1.7 | 0 | -5.4 | 0 | 0 | 1.0752 | 1075.1853 | 163625.6934
4 | 8 | 21 | 0 | 0 | -4.7 | 4.2 | 0 | -4.7 | 0 | 0 | 1.0946 | 1094.5516 | 166572.9302
4 | 8 | 22 | 0 | 0 | -5.3 | 1.7 | 0 | -5.3 | 0 | 0 | 0.98853 | 988.5334 | 150438.6885
4 | 8 | 23 | 0 | 0 | -6.7 | 2.5 | 0 | -6.7 | 0 | 0 | 0.85716 | 857.1577 | 130445.4402
4 | 9 | 0 | 0 | 0 | -7.6 | 3.1 | 0 | -7.6 | 0 | 0 | 0.75926 | 759.2552 | 115546.2827
4 | 9 | 1 | 0 | 0 | -7.6 | 1.9 | 0 | -7.6 | 0 | 0 | 0.70265 | 702.647 | 106931.4255
4 | 9 | 2 | 0 | 0 | -8.2 | 1.9 | 0 | -8.2 | 0 | 0 | 0.67356 | 673.5579 | 102504.5483
4 | 9 | 3 | 0 | 0 | -8.7 | 1.9 | 0 | -8.7 | 0 | 0 | 0.66301 | 663.011 | 100899.476
4 | 9 | 4 | 0 | 0 | -8.4 | 1.7 | 0 | -8.4 | 0 | 0 | 0.66918 | 669.1836 | 101838.8458
4 | 9 | 5 | 0 | 7 | -12.8 | 1.1 | 6.332 | -15.432 | 46.655 | 5.738 | 0.71564 | 715.6358 | 108908.1128
4 | 9 | 6 | 54 | 46 | -11.6 | 1.9 | 37.839 | -12.855 | 269.935 | 224.834 | 0.80144 | 801.4415 | 121966.3498
4 | 9 | 7 | 27 | 133 | -9.5 | 1.7 | 127.815 | -7.871 | 902.468 | 844.237 | 0.89665 | 896.6516 | 136455.77
4 | 9 | 8 | 149 | 214 | -7.5 | 1.9 | 291.415 | -0.763 | 1993.999 | 1908.653 | 0.95339 | 953.3868 | 145089.9426
4 | 9 | 9 | 317 | 278 | -6.3 | 5.3 | 524.647 | 2.698 | 3568.579 | 3434.185 | 1.0058 | 1005.8225 | 153069.8029
4 | 9 | 10 | 236 | 397 | -5.4 | 5.6 | 636.114 | 5.678 | 4292.783 | 4131.888 | 1.0435 | 1043.4621 | 158797.9443
4 | 9 | 11 | 322 | 371 | -5.6 | 5.6 | 731.682 | 7.393 | 4904.681 | 4719.461 | 1.0666 | 1066.6004 | 162319.2132
4 | 9 | 12 | 166 | 429 | -5.1 | 5.6 | 642.464 | 6.393 | 4325.963 | 4163.795 | 1.0718 | 1071.8199 | 163113.5287
4 | 9 | 13 | 134 | 449 | -5.7 | 5.6 | 615.425 | 5.167 | 4165.705 | 4009.639 | 1.0651 | 1065.1089 | 162092.2299
4 | 9 | 14 | 146 | 373 | -5.4 | 4.7 | 520.884 | 4.8 | 3529.85 | 3396.802 | 1.0604 | 1060.3607 | 161369.6217
4 | 9 | 15 | 98 | 324 | -4.9 | 5.6 | 406.898 | 1.958 | 2787.397 | 2678.803 | 1.0663 | 1066.2523 | 162266.2302
4 | 9 | 16 | 62 | 258 | -5.4 | 5.3 | 293.213 | -0.624 | 2024.296 | 1938.117 | 1.0867 | 1086.6727 | 165373.8797
4 | 9 | 17 | 69 | 149 | -5.6 | 4.7 | 162.397 | -3.304 | 1113.945 | 1050.901 | 1.1048 | 1104.8125 | 168134.4657
4 | 9 | 18 | 21 | 69 | -5.8 | 4.2 | 59.055 | -5.851 | 412.041 | 364.156 | 1.078 | 1078.0313 | 164058.8079
4 | 9 | 19 | 0 | 12 | -7 | 2.5 | 10.854 | -8.666 | 77.843 | 36.356 | 1.0503 | 1050.2987 | 159838.3544
4 | 9 | 20 | 0 | 0 | -7 | 0 | 0 | -7 | 0 | 0 | 1.0752 | 1075.1853 | 163625.6934
4 | 9 | 21 | 0 | 0 | -7 | 1.1 | 0 | -7 | 0 | 0 | 1.0946 | 1094.5516 | 166572.9302
4 | 9 | 22 | 0 | 0 | -7.7 | 0 | 0 | -7.7 | 0 | 0 | 0.98853 | 988.5334 | 150438.6885
4 | 9 | 23 | 0 | 0 | -8.6 | 1.9 | 0 | -8.6 | 0 | 0 | 0.85716 | 857.1577 | 130445.4402
4 | 10 | 0 | 0 | 0 | -10.7 | 1.9 | 0 | -10.7 | 0 | 0 | 0.75926 | 759.2552 | 115546.2827
4 | 10 | 1 | 0 | 0 | -13.3 | 1.9 | 0 | -13.3 | 0 | 0 | 0.70265 | 702.647 | 106931.4255
4 | 10 | 2 | 0 | 0 | -13.5 | 1.9 | 0 | -13.5 | 0 | 0 | 0.67356 | 673.5579 | 102504.5483
4 | 10 | 3 | 0 | 0 | -14.2 | 1.7 | 0 | -14.2 | 0 | 0 | 0.66301 | 663.011 | 100899.476
4 | 10 | 4 | 0 | 0 | -13.4 | 1.7 | 0 | -13.4 | 0 | 0 | 0.66918 | 669.1836 | 101838.8458
4 | 10 | 5 | 1 | 8 | -13.6 | 1.1 | 7.236 | -16.204 | 53.483 | 12.441 | 0.71564 | 715.6358 | 108908.1128
4 | 10 | 6 | 319 | 44 | -13 | 1.9 | 42.77 | -14.102 | 272.125 | 226.983 | 0.80144 | 801.4415 | 121966.3498
4 | 10 | 7 | 603 | 74 | -11.4 | 1.9 | 241.593 | -6.41 | 1468.708 | 1397.115 | 0.89665 | 896.6516 | 136455.77
4 | 10 | 8 | 812 | 92 | -9.1 | 1.7 | 516.901 | 5.009 | 3349.108 | 3222.254 | 0.95339 | 953.3868 | 145089.9426
4 | 10 | 9 | 887 | 107 | -6.5 | 1.1 | 756.432 | 17.876 | 4787.613 | 4607.184 | 1.0058 | 1005.8225 | 153069.8029
4 | 10 | 10 | 924 | 119 | -5.2 | 1.7 | 947.137 | 22.644 | 5916.321 | 5686.997 | 1.0435 | 1043.4621 | 158797.9443
4 | 10 | 11 | 945 | 125 | -4.3 | 1.9 | 1071.876 | 26.521 | 6587.497 | 6326.238 | 1.0666 | 1066.6004 | 162319.2132
4 | 10 | 12 | 952 | 123 | -3.3 | 1.1 | 1114.765 | 33.442 | 6628.429 | 6365.153 | 1.0718 | 1071.8199 | 163113.5287
4 | 10 | 13 | 942 | 120 | -2.8 | 1.1 | 1075.299 | 32.983 | 6407.081 | 6154.616 | 1.0651 | 1065.1089 | 162092.2299
4 | 10 | 14 | 914 | 114 | -2.5 | 1.9 | 955.533 | 25.612 | 5890.127 | 5662.006 | 1.0604 | 1060.3607 | 161369.6217
4 | 10 | 15 | 871 | 103 | -2.2 | 1.9 | 771.426 | 20.676 | 4833.233 | 4650.945 | 1.0663 | 1066.2523 | 162266.2302
4 | 10 | 16 | 803 | 90 | -2.2 | 1.1 | 543.58 | 16.737 | 3377.497 | 3249.681 | 1.0867 | 1086.6727 | 165373.8797
4 | 10 | 17 | 659 | 76 | -2.2 | 1.9 | 291.215 | 6.071 | 1730.916 | 1652.622 | 1.1048 | 1104.8125 | 168134.4657
4 | 10 | 18 | 409 | 54 | -3.2 | 1.1 | 78.15 | -1.607 | 416.255 | 368.286 | 1.078 | 1078.0313 | 164058.8079
4 | 10 | 19 | 3 | 14 | -6.1 | 1.7 | 12.663 | -7.839 | 90.512 | 48.792 | 1.0503 | 1050.2987 | 159838.3544
4 | 10 | 20 | 0 | 0 | -6.8 | 1.9 | 0 | -6.8 | 0 | 0 | 1.0752 | 1075.1853 | 163625.6934
4 | 10 | 21 | 0 | 0 | -7.7 | 1.9 | 0 | -7.7 | 0 | 0 | 1.0946 | 1094.5516 | 166572.9302
4 | 10 | 22 | 0 | 0 | -7.5 | 3.6 | 0 | -7.5 | 0 | 0 | 0.98853 | 988.5334 | 150438.6885
4 | 10 | 23 | 0 | 0 | -8.3 | 3.1 | 0 | -8.3 | 0 | 0 | 0.85716 | 857.1577 | 130445.4402
4 | 11 | 0 | 0 | 0 | -9.5 | 3.1 | 0 | -9.5 | 0 | 0 | 0.75926 | 759.2552 | 115546.2827
4 | 11 | 1 | 0 | 0 | -9.8 | 3.6 | 0 | -9.8 | 0 | 0 | 0.70265 | 702.647 | 106931.4255
4 | 11 | 2 | 0 | 0 | -10.1 | 3.1 | 0 | -10.1 | 0 | 0 | 0.67356 | 673.5579 | 102504.5483
4 | 11 | 3 | 0 | 0 | -9.8 | 3.1 | 0 | -9.8 | 0 | 0 | 0.66301 | 663.011 | 100899.476
4 | 11 | 4 | 0 | 0 | -10.1 | 3.1 | 0 | -10.1 | 0 | 0 | 0.66918 | 669.1836 | 101838.8458
4 | 11 | 5 | 1 | 9 | -9.8 | 2.5 | 8.141 | -11.713 | 59.104 | 17.96 | 0.71564 | 715.6358 | 108908.1128
4 | 11 | 6 | 346 | 43 | -7.6 | 3.1 | 46.176 | -8.4 | 281.393 | 236.072 | 0.80144 | 801.4415 | 121966.3498
4 | 11 | 7 | 634 | 67 | -5 | 3.1 | 244.94 | -0.675 | 1446.317 | 1375.281 | 0.89665 | 896.6516 | 136455.77
4 | 11 | 8 | 834 | 82 | -2.9 | 4.2 | 518.271 | 7.229 | 3323.897 | 3197.894 | 0.95339 | 953.3868 | 145089.9426
4 | 11 | 9 | 902 | 95 | -1.3 | 4.7 | 755.857 | 13.486 | 4879.308 | 4695.131 | 1.0058 | 1005.8225 | 153069.8029
4 | 11 | 10 | 937 | 104 | 0.2 | 4.7 | 942.939 | 19.175 | 5985.129 | 5752.629 | 1.0435 | 1043.4621 | 158797.9443
4 | 11 | 11 | 956 | 106 | 1.8 | 4.2 | 1051.474 | 24.734 | 6516.797 | 6259.003 | 1.0666 | 1066.6004 | 162319.2132
4 | 11 | 12 | 967 | 101 | 2.9 | 4.7 | 1093.903 | 25.403 | 6760.311 | 6490.484 | 1.0718 | 1071.8199 | 163113.5287
4 | 11 | 13 | 964 | 95 | 4.2 | 4.2 | 1057.793 | 27.539 | 6470.308 | 6214.778 | 1.0651 | 1065.1089 | 162092.2299
4 | 11 | 14 | 945 | 88 | 4.8 | 4.7 | 944.98 | 24.326 | 5860.045 | 5633.301 | 1.0604 | 1060.3607 | 161369.6217
4 | 11 | 15 | 894 | 82 | 5.1 | 4.2 | 759.491 | 21.813 | 4731.983 | 4553.808 | 1.0663 | 1066.2523 | 162266.2302
4 | 11 | 16 | 823 | 76 | 5.1 | 4.2 | 540.001 | 16.745 | 3351.685 | 3224.744 | 1.0867 | 1086.6727 | 165373.8797
4 | 11 | 17 | 699 | 66 | 4.4 | 3.6 | 294.13 | 10.828 | 1701.146 | 1623.628 | 1.1048 | 1104.8125 | 168134.4657
4 | 11 | 18 | 399 | 46 | 1.7 | 3.1 | 70.204 | 2.357 | 357.191 | 310.392 | 1.078 | 1078.0313 | 164058.8079
4 | 11 | 19 | 2 | 11 | 0 | 2.5 | 9.95 | -1.606 | 69.312 | 27.981 | 1.0503 | 1050.2987 | 159838.3544
4 | 11 | 20 | 0 | 0 | -0.9 | 2.5 | 0 | -0.9 | 0 | 0 | 1.0752 | 1075.1853 | 163625.6934
4 | 11 | 21 | 0 | 0 | -1.4 | 1.7 | 0 | -1.4 | 0 | 0 | 1.0946 | 1094.5516 | 166572.9302
4 | 11 | 22 | 0 | 0 | -1.6 | 3.1 | 0 | -1.6 | 0 | 0 | 0.98853 | 988.5334 | 150438.6885
4 | 11 | 23 | 0 | 0 | -1.5 | 3.1 | 0 | -1.5 | 0 | 0 | 0.85716 | 857.1577 | 130445.4402
4 | 12 | 0 | 0 | 0 | -2 | 1.7 | 0 | -2 | 0 | 0 | 0.75926 | 759.2552 | 115546.2827
4 | 12 | 1 | 0 | 0 | -2.6 | 0.6 | 0 | -2.6 | 0 | 0 | 0.70265 | 702.647 | 106931.4255
4 | 12 | 2 | 0 | 0 | -3.5 | 0 | 0 | -3.5 | 0 | 0 | 0.67356 | 673.5579 | 102504.5483
4 | 12 | 3 | 0 | 0 | -3.6 | 1.9 | 0 | -3.6 | 0 | 0 | 0.66301 | 663.011 | 100899.476
4 | 12 | 4 | 0 | 0 | -3.8 | 1.7 | 0 | -3.8 | 0 | 0 | 0.66918 | 669.1836 | 101838.8458
4 | 12 | 5 | 4 | 2 | -2.9 | 1.7 | 1.809 | -5.256 | 12.794 | 0 | 0.71564 | 715.6358 | 108908.1128
4 | 12 | 6 | 22 | 43 | -1.8 | 0.6 | 36.498 | -3.72 | 253.092 | 208.316 | 0.80144 | 801.4415 | 121966.3498
4 | 12 | 7 | 60 | 118 | -0.5 | 1.9 | 124.849 | 0.979 | 836.656 | 779.88 | 0.89665 | 896.6516 | 136455.77
4 | 12 | 8 | 183 | 198 | 1 | 1.9 | 291.029 | 7.604 | 1916.154 | 1832.929 | 0.95339 | 953.3868 | 145089.9426
4 | 12 | 9 | 316 | 264 | 2.3 | 2.5 | 508.993 | 14.503 | 3288.527 | 3163.714 | 1.0058 | 1005.8225 | 153069.8029
4 | 12 | 10 | 312 | 312 | 4.1 | 1.9 | 616.565 | 21.006 | 3885.106 | 3739.434 | 1.0435 | 1043.4621 | 158797.9443
4 | 12 | 11 | 443 | 301 | 5.1 | 1.9 | 767.783 | 26.338 | 4723.306 | 4545.481 | 1.0666 | 1066.6004 | 162319.2132
4 | 12 | 12 | 574 | 268 | 6.5 | 2.5 | 899.274 | 29.639 | 5446.734 | 5238.484 | 1.0718 | 1071.8199 | 163113.5287
4 | 12 | 13 | 745 | 184 | 7.3 | 3.1 | 962.933 | 30.656 | 5802.951 | 5578.81 | 1.0651 | 1065.1089 | 162092.2299
4 | 12 | 14 | 586 | 241 | 7.4 | 1.1 | 803.224 | 34.104 | 4754.988 | 4575.882 | 1.0604 | 1060.3607 | 161369.6217
4 | 12 | 15 | 229 | 314 | 7.7 | 3.6 | 499.487 | 19.398 | 3163.624 | 3042.965 | 1.0663 | 1066.2523 | 162266.2302
4 | 12 | 16 | 244 | 207 | 7.3 | 1.1 | 341.145 | 18.348 | 2142.665 | 2053.19 | 1.0867 | 1086.6727 | 165373.8797
4 | 12 | 17 | 316 | 102 | 7 | 1.7 | 205.455 | 12.171 | 1240.55 | 1174.524 | 1.1048 | 1104.8125 | 168134.4657
4 | 12 | 18 | 72 | 59 | 5.7 | 1.9 | 55.521 | 5.876 | 352.542 | 305.834 | 1.078 | 1078.0313 | 164058.8079
4 | 12 | 19 | 0 | 12 | 4.1 | 1.1 | 10.854 | 2.067 | 74.453 | 33.028 | 1.0503 | 1050.2987 | 159838.3544
4 | 12 | 20 | 0 | 0 | 3.3 | 1.7 | 0 | 3.3 | 0 | 0 | 1.0752 | 1075.1853 | 163625.6934
4 | 12 | 21 | 0 | 0 | 1.9 | 1.1 | 0 | 1.9 | 0 | 0 | 1.0946 | 1094.5516 | 166572.9302
4 | 12 | 22 | 0 | 0 | 2.9 | 1.1 | 0 | 2.9 | 0 | 0 | 0.98853 | 988.5334 | 150438.6885
4 | 12 | 23 | 0 | 0 | 3.2 | 1.7 | 0 | 3.2 | 0 | 0 | 0.85716 | 857.1577 | 130445.4402
4 | 13 | 0 | 0 | 0 | 2.6 | 2.5 | 0 | 2.6 | 0 | 0 | 0.75926 | 759.2552 | 115546.2827
4 | 13 | 1 | 0 | 0 | 2.7 | 1.7 | 0 | 2.7 | 0 | 0 | 0.70265 | 702.647 | 106931.4255
4 | 13 | 2 | 0 | 0 | 1.4 | 1.7 | 0 | 1.4 | 0 | 0 | 0.67356 | 673.5579 | 102504.5483
4 | 13 | 3 | 0 | 0 | 0.6 | 1.7 | 0 | 0.6 | 0 | 0 | 0.66301 | 663.011 | 100899.476
4 | 13 | 4 | 0 | 0 | 0.3 | 1.1 | 0 | 0.3 | 0 | 0 | 0.66918 | 669.1836 | 101838.8458
4 | 13 | 5 | 0 | 6 | 0.9 | 1.7 | 5.427 | -1.296 | 37.757 | 0 | 0.71564 | 715.6358 | 108908.1128
4 | 13 | 6 | 22 | 32 | 2.2 | 1.1 | 28.407 | 0.44 | 192.536 | 148.913 | 0.80144 | 801.4415 | 121966.3498
4 | 13 | 7 | 184 | 92 | 3.8 | 0.6 | 140.839 | 6.28 | 878.166 | 820.474 | 0.89665 | 896.6516 | 136455.77
4 | 13 | 8 | 417 | 150 | 4.7 | 1.9 | 375.866 | 13.705 | 2377.944 | 2281.72 | 0.95339 | 953.3868 | 145089.9426
4 | 13 | 9 | 125 | 251 | 5 | 1.7 | 348.319 | 14.431 | 2256.655 | 2163.943 | 1.0058 | 1005.8225 | 153069.8029
4 | 13 | 10 | 26 | 311 | 5.8 | 0.6 | 319.55 | 16.992 | 2052.759 | 1965.794 | 1.0435 | 1043.4621 | 158797.9443
4 | 13 | 11 | 98 | 405 | 8 | 1.1 | 520.625 | 23.656 | 3243.874 | 3120.554 | 1.0666 | 1066.6004 | 162319.2132
4 | 13 | 12 | 176 | 382 | 7.9 | 4.2 | 593.512 | 20.207 | 3757.773 | 3616.695 | 1.0718 | 1071.8199 | 163113.5287
4 | 13 | 13 | 134 | 267 | 6.9 | 6.7 | 415.292 | 13.249 | 2713.312 | 2607.015 | 1.0651 | 1065.1089 | 162092.2299
4 | 13 | 14 | 333 | 232 | 4.8 | 5.6 | 553.343 | 14.231 | 3596.15 | 3460.792 | 1.0604 | 1060.3607 | 161369.6217
4 | 13 | 15 | 606 | 212 | 5.7 | 5.3 | 689.394 | 18.25 | 4375.949 | 4211.852 | 1.0663 | 1066.2523 | 162266.2302
4 | 13 | 16 | 222 | 223 | 5.8 | 4.7 | 345.586 | 12.583 | 2231.444 | 2139.453 | 1.0867 | 1086.6727 | 165373.8797
4 | 13 | 17 | 97 | 123 | 4.7 | 5.3 | 147.816 | 6.645 | 960.215 | 900.691 | 1.1048 | 1104.8125 | 168134.4657
4 | 13 | 18 | 218 | 59 | 4 | 1.9 | 66.401 | 4.248 | 383.284 | 335.97 | 1.078 | 1078.0313 | 164058.8079
4 | 13 | 19 | 7 | 11 | 2.5 | 0 | 9.95 | -0.627 | 69.028 | 27.703 | 1.0503 | 1050.2987 | 159838.3544
4 | 13 | 20 | 0 | 0 | 1.2 | 1.7 | 0 | 1.2 | 0 | 0 | 1.0752 | 1075.1853 | 163625.6934
4 | 13 | 21 | 0 | 0 | 1 | 1.7 | 0 | 1 | 0 | 0 | 1.0946 | 1094.5516 | 166572.9302
4 | 13 | 22 | 0 | 0 | 0.4 | 0.6 | 0 | 0.4 | 0 | 0 | 0.98853 | 988.5334 | 150438.6885
4 | 13 | 23 | 0 | 0 | -0.4 | 1.9 | 0 | -0.4 | 0 | 0 | 0.85716 | 857.1577 | 130445.4402
4 | 14 | 0 | 0 | 0 | -1.4 | 1.7 | 0 | -1.4 | 0 | 0 | 0.75926 | 759.2552 | 115546.2827
4 | 14 | 1 | 0 | 0 | -1.3 | 2.5 | 0 | -1.3 | 0 | 0 | 0.70265 | 702.647 | 106931.4255
4 | 14 | 2 | 0 | 0 | -1.4 | 2.5 | 0 | -1.4 | 0 | 0 | 0.67356 | 673.5579 | 102504.5483
4 | 14 | 3 | 0 | 0 | -1.6 | 2.5 | 0 | -1.6 | 0 | 0 | 0.66301 | 663.011 | 100899.476
4 | 14 | 4 | 0 | 0 | -2.4 | 1.9 | 0 | -2.4 | 0 | 0 | 0.66918 | 669.1836 | 101838.8458
4 | 14 | 5 | 1 | 12 | -2.5 | 1.7 | 10.854 | -4.575 | 76.551 | 35.087 | 0.71564 | 715.6358 | 108908.1128
4 | 14 | 6 | 288 | 49 | 0 | 1.7 | 49.982 | -0.857 | 294.991 | 249.407 | 0.80144 | 801.4415 | 121966.3498
4 | 14 | 7 | 549 | 81 | 3 | 1.1 | 239.425 | 8.585 | 1389.335 | 1319.707 | 0.89665 | 896.6516 | 136455.77
4 | 14 | 8 | 716 | 100 | 5.6 | 1.9 | 483.337 | 17.909 | 2970.862 | 2856.469 | 0.95339 | 953.3868 | 145089.9426
4 | 14 | 9 | 658 | 170 | 8.4 | 3.6 | 668.646 | 23.155 | 4139.837 | 3984.746 | 1.0058 | 1005.8225 | 153069.8029
4 | 14 | 10 | 567 | 238 | 9.9 | 6.7 | 770.585 | 22.22 | 4826.271 | 4644.267 | 1.0435 | 1043.4621 | 158797.9443
4 | 14 | 11 | 657 | 200 | 10.5 | 6.1 | 887.258 | 25.74 | 5473.531 | 5264.107 | 1.0666 | 1066.6004 | 162319.2132
4 | 14 | 12 | 377 | 302 | 11.8 | 5.6 | 721.606 | 25.022 | 4467.639 | 4299.974 | 1.0718 | 1071.8199 | 163113.5287
4 | 14 | 13 | 195 | 306 | 13.3 | 6.7 | 518.235 | 21.549 | 3260.688 | 3136.807 | 1.0651 | 1065.1089 | 162092.2299
4 | 14 | 14 | 381 | 227 | 13.9 | 7.2 | 606.684 | 22.954 | 3788.819 | 3646.628 | 1.0604 | 1060.3607 | 161369.6217
4 | 14 | 15 | 507 | 160 | 13.7 | 7.8 | 561.462 | 21.694 | 3507.447 | 3375.176 | 1.0663 | 1066.2523 | 162266.2302
4 | 14 | 16 | 603 | 110 | 13.3 | 8.3 | 457.778 | 19.423 | 2821.329 | 2711.674 | 1.0867 | 1086.6727 | 165373.8797
4 | 14 | 17 | 551 | 90 | 12.5 | 7.2 | 271.128 | 16.171 | 1563.479 | 1489.501 | 1.1048 | 1104.8125 | 168134.4657
4 | 14 | 18 | 329 | 63 | 10.2 | 4.2 | 78.452 | 10.891 | 417.673 | 369.676 | 1.078 | 1078.0313 | 164058.8079
4 | 14 | 19 | 8 | 15 | 8 | 3.1 | 13.568 | 6.705 | 91.234 | 49.501 | 1.0503 | 1050.2987 | 159838.3544
4 | 14 | 20 | 0 | 0 | 7.7 | 2.5 | 0 | 7.7 | 0 | 0 | 1.0752 | 1075.1853 | 163625.6934
4 | 14 | 21 | 0 | 0 | 5.8 | 4.2 | 0 | 5.8 | 0 | 0 | 1.0946 | 1094.5516 | 166572.9302
4 | 14 | 22 | 0 | 0 | 4.8 | 4.7 | 0 | 4.8 | 0 | 0 | 0.98853 | 988.5334 | 150438.6885
4 | 14 | 23 | 0 | 0 | 3.1 | 2.5 | 0 | 3.1 | 0 | 0 | 0.85716 | 857.1577 | 130445.4402
4 | 15 | 0 | 0 | 0 | 3.3 | 2.5 | 0 | 3.3 | 0 | 0 | 0.75926 | 759.2552 | 115546.2827
4 | 15 | 1 | 0 | 0 | 2.1 | 4.2 | 0 | 2.1 | 0 | 0 | 0.70265 | 702.647 | 106931.4255
4 | 15 | 2 | 0 | 0 | 1.4 | 2.5 | 0 | 1.4 | 0 | 0 | 0.67356 | 673.5579 | 102504.5483
4 | 15 | 3 | 0 | 0 | 0.9 | 2.5 | 0 | 0.9 | 0 | 0 | 0.66301 | 663.011 | 100899.476
4 | 15 | 4 | 0 | 0 | 0.4 | 1.9 | 0 | 0.4 | 0 | 0 | 0.66918 | 669.1836 | 101838.8458
4 | 15 | 5 | 0 | 5 | 0.1 | 3.1 | 4.523 | -1.694 | 31.517 | 0 | 0.71564 | 715.6358 | 108908.1128
4 | 15 | 6 | 8 | 32 | 0.3 | 3.6 | 28.181 | -0.853 | 194.146 | 150.492 | 0.80144 | 801.4415 | 121966.3498
4 | 15 | 7 | 22 | 87 | 0.4 | 5.6 | 84.892 | 0.623 | 577.316 | 526.071 | 0.89665 | 896.6516 | 136455.77
4 | 15 | 8 | 19 | 112 | 0.7 | 4.2 | 113.264 | 1.69 | 774.733 | 719.306 | 0.95339 | 953.3868 | 145089.9426
4 | 15 | 9 | 6 | 123 | 1 | 4.7 | 113.751 | 1.988 | 780.166 | 724.621 | 1.0058 | 1005.8225 | 153069.8029
4 | 15 | 10 | 7 | 160 | 0.7 | 4.2 | 150.265 | 2.559 | 1028.476 | 967.403 | 1.0435 | 1043.4621 | 158797.9443
4 | 15 | 11 | 7 | 174 | -0.9 | 4.2 | 164.275 | 1.336 | 1130.313 | 1066.887 | 1.0666 | 1066.6004 | 162319.2132
4 | 15 | 12 | 9 | 236 | -0.7 | 3.6 | 227.254 | 3.275 | 1550.837 | 1477.181 | 1.0718 | 1071.8199 | 163113.5287
4 | 15 | 13 | 25 | 316 | -0.9 | 4.7 | 324.72 | 4.603 | 2203.38 | 2112.189 | 1.0651 | 1065.1089 | 162092.2299
4 | 15 | 14 | 54 | 296 | 0.5 | 3.6 | 345.484 | 7.633 | 2313.262 | 2218.92 | 1.0604 | 1060.3607 | 161369.6217
4 | 15 | 15 | 94 | 245 | 0.5 | 4.2 | 310.305 | 6.328 | 2085.447 | 1997.574 | 1.0663 | 1066.2523 | 162266.2302
4 | 15 | 16 | 89 | 188 | 0.4 | 7.2 | 228.165 | 3.154 | 1544.006 | 1470.522 | 1.0867 | 1086.6727 | 165373.8797
4 | 15 | 17 | 29 | 120 | 0.6 | 6.1 | 119.195 | 1.676 | 808.606 | 752.443 | 1.1048 | 1104.8125 | 168134.4657
4 | 15 | 18 | 93 | 76 | -0.2 | 2.5 | 70.306 | -0.017 | 456.605 | 407.827 | 1.078 | 1078.0313 | 164058.8079
4 | 15 | 19 | 9 | 15 | -0.7 | 1.7 | 13.568 | -2.407 | 94.832 | 53.033 | 1.0503 | 1050.2987 | 159838.3544
4 | 15 | 20 | 0 | 1 | -0.6 | 1.7 | 0 | -0.6 | 0 | 0 | 1.0752 | 1075.1853 | 163625.6934
4 | 15 | 21 | 0 | 0 | -2 | 1.1 | 0 | -2 | 0 | 0 | 1.0946 | 1094.5516 | 166572.9302
4 | 15 | 22 | 0 | 0 | -3.4 | 0 | 0 | -3.4 | 0 | 0 | 0.98853 | 988.5334 | 150438.6885
4 | 15 | 23 | 0 | 0 | -4.1 | 1.1 | 0 | -4.1 | 0 | 0 | 0.85716 | 857.1577 | 130445.4402
4 | 16 | 0 | 0 | 0 | -4.3 | 1.1 | 0 | -4.3 | 0 | 0 | 0.75926 | 759.2552 | 115546.2827
4 | 16 | 1 | 0 | 0 | -5.3 | 1.7 | 0 | -5.3 | 0 | 0 | 0.70265 | 702.647 | 106931.4255
4 | 16 | 2 | 0 | 0 | -4.8 | 1.9 | 0 | -4.8 | 0 | 0 | 0.67356 | 673.5579 | 102504.5483
4 | 16 | 3 | 0 | 0 | -5.4 | 1.9 | 0 | -5.4 | 0 | 0 | 0.66301 | 663.011 | 100899.476
4 | 16 | 4 | 0 | 0 | -5.6 | 1.7 | 0 | -5.6 | 0 | 0 | 0.66918 | 669.1836 | 101838.8458
4 | 16 | 5 | 2 | 13 | -4.7 | 1.9 | 11.759 | -6.673 | 83.648 | 42.054 | 0.71564 | 715.6358 | 108908.1128
4 | 16 | 6 | 393 | 43 | -2.2 | 1.9 | 52.544 | -2.956 | 286.409 | 240.991 | 0.80144 | 801.4415 | 121966.3498
4 | 16 | 7 | 678 | 64 | -0.2 | 4.2 | 262.427 | 3.974 | 1526.789 | 1453.74 | 0.89665 | 896.6516 | 136455.77
4 | 16 | 8 | 812 | 82 | 1.3 | 3.1 | 516.035 | 12.785 | 3240.208 | 3117.01 | 0.95339 | 953.3868 | 145089.9426
4 | 16 | 9 | 854 | 105 | 3 | 4.2 | 740.311 | 18.448 | 4678.209 | 4502.199 | 1.0058 | 1005.8225 | 153069.8029
4 | 16 | 10 | 868 | 126 | 4.1 | 3.6 | 913.759 | 25.019 | 5646.533 | 5429.444 | 1.0435 | 1043.4621 | 158797.9443
4 | 16 | 11 | 912 | 109 | 5.9 | 4.2 | 1016.938 | 28.002 | 6206.434 | 5963.568 | 1.0666 | 1066.6004 | 162319.2132
4 | 16 | 12 | 951 | 93 | 7 | 1.7 | 1071.789 | 38.093 | 6227.956 | 5984.069 | 1.0718 | 1071.8199 | 163113.5287
4 | 16 | 13 | 945 | 91 | 8.1 | 2.5 | 1036.694 | 35.272 | 6108.146 | 5869.912 | 1.0651 | 1065.1089 | 162092.2299
4 | 16 | 14 | 920 | 89 | 9.1 | 1.9 | 925.331 | 35.53 | 5437.349 | 5229.51 | 1.0604 | 1060.3607 | 161369.6217
4 | 16 | 15 | 872 | 87 | 9.3 | 3.6 | 755.329 | 26.948 | 4595.556 | 4422.846 | 1.0663 | 1066.2523 | 162266.2302
4 | 16 | 16 | 806 | 80 | 9.6 | 3.6 | 535.948 | 21.974 | 3250.638 | 3127.093 | 1.0867 | 1086.6727 | 165373.8797
4 | 16 | 17 | 686 | 70 | 9.5 | 2.5 | 295.045 | 16.874 | 1667.757 | 1591.107 | 1.1048 | 1104.8125 | 168134.4657
4 | 16 | 18 | 438 | 56 | 7.3 | 1.7 | 83.143 | 8.712 | 417.628 | 369.631 | 1.078 | 1078.0313 | 164058.8079
4 | 16 | 19 | 81 | 20 | 3.7 | 3.1 | 16.082 | 2.428 | 110.142 | 68.059 | 1.0503 | 1050.2987 | 159838.3544
4 | 16 | 20 | 0 | 1 | 2.6 | 3.6 | 0 | 2.6 | 0 | 0 | 1.0752 | 1075.1853 | 163625.6934
4 | 16 | 21 | 0 | 0 | 1.5 | 4.2 | 0 | 1.5 | 0 | 0 | 1.0946 | 1094.5516 | 166572.9302
4 | 16 | 22 | 0 | 0 | 1.5 | 5.3 | 0 | 1.5 | 0 | 0 | 0.98853 | 988.5334 | 150438.6885
4 | 16 | 23 | 0 | 0 | 2 | 5.3 | 0 | 2 | 0 | 0 | 0.85716 | 857.1577 | 130445.4402
4 | 17 | 0 | 0 | 0 | 1.5 | 4.7 | 0 | 1.5 | 0 | 0 | 0.75926 | 759.2552 | 115546.2827
4 | 17 | 1 | 0 | 0 | 0.7 | 4.2 | 0 | 0.7 | 0 | 0 | 0.70265 | 702.647 | 106931.4255
4 | 17 | 2 | 0 | 0 | 0.4 | 5.3 | 0 | 0.4 | 0 | 0 | 0.67356 | 673.5579 | 102504.5483
4 | 17 | 3 | 0 | 0 | -0.3 | 4.7 | 0 | -0.3 | 0 | 0 | 0.66301 | 663.011 | 100899.476
4 | 17 | 4 | 0 | 1 | -0.4 | 5.3 | 0 | -0.4 | 0 | 0 | 0.66918 | 669.1836 | 101838.8458
4 | 17 | 5 | 2 | 15 | -0.7 | 5.3 | 13.568 | -1.857 | 94.615 | 52.819 | 0.71564 | 715.6358 | 108908.1128
4 | 17 | 6 | 376 | 49 | 0.4 | 5.3 | 58.462 | 0.101 | 322.829 | 276.704 | 0.80144 | 801.4415 | 121966.3498
4 | 17 | 7 | 696 | 64 | 2.6 | 5.3 | 269.184 | 6.4 | 1551.031 | 1477.369 | 0.89665 | 896.6516 | 136455.77
4 | 17 | 8 | 867 | 71 | 4.9 | 5.6 | 534.453 | 13.775 | 3338.065 | 3211.585 | 0.95339 | 953.3868 | 145089.9426
4 | 17 | 9 | 936 | 76 | 8 | 6.7 | 763.181 | 20.032 | 4785.509 | 4605.166 | 1.0058 | 1005.8225 | 153069.8029
4 | 17 | 10 | 966 | 78 | 10.5 | 8.6 | 937.801 | 23.407 | 5838.275 | 5612.526 | 1.0435 | 1043.4621 | 158797.9443
4 | 17 | 11 | 929 | 99 | 12.6 | 8.3 | 1022.772 | 27.217 | 6265.433 | 6019.764 | 1.0666 | 1066.6004 | 162319.2132
4 | 17 | 12 | 871 | 129 | 13.8 | 7.2 | 1044.459 | 30.278 | 6306.711 | 6059.071 | 1.0718 | 1071.8199 | 163113.5287
4 | 17 | 13 | 910 | 117 | 15.1 | 8.3 | 1032.394 | 29.976 | 6241.957 | 5997.405 | 1.0651 | 1065.1089 | 162092.2299
4 | 17 | 14 | 929 | 88 | 16.2 | 8.6 | 932.336 | 29.317 | 5646.854 | 5429.751 | 1.0604 | 1060.3607 | 161369.6217
4 | 17 | 15 | 877 | 84 | 17.2 | 7.8 | 750.292 | 28.377 | 4533.595 | 4363.338 | 1.0663 | 1066.2523 | 162266.2302
4 | 17 | 16 | 697 | 93 | 16.2 | 6.7 | 491.268 | 24.067 | 2956.858 | 2842.913 | 1.0867 | 1086.6727 | 165373.8797
4 | 17 | 17 | 311 | 109 | 14.9 | 6.7 | 205.633 | 17.74 | 1213.499 | 1148.116 | 1.1048 | 1104.8125 | 168134.4657
4 | 17 | 18 | 73 | 69 | 11.3 | 5.3 | 63.742 | 11.48 | 397.135 | 349.546 | 1.078 | 1078.0313 | 164058.8079
4 | 17 | 19 | 12 | 16 | 8.7 | 4.2 | 13.811 | 7.534 | 92.536 | 50.778 | 1.0503 | 1050.2987 | 159838.3544
4 | 17 | 20 | 0 | 1 | 7.3 | 4.7 | 0 | 7.3 | 0 | 0 | 1.0752 | 1075.1853 | 163625.6934
4 | 17 | 21 | 0 | 0 | 6.5 | 3.6 | 0 | 6.5 | 0 | 0 | 1.0946 | 1094.5516 | 166572.9302
4 | 17 | 22 | 0 | 0 | 6.2 | 1.1 | 0 | 6.2 | 0 | 0 | 0.98853 | 988.5334 | 150438.6885
4 | 17 | 23 | 0 | 0 | 4 | 3.1 | 0 | 4 | 0 | 0 | 0.85716 | 857.1577 | 130445.4402
4 | 18 | 0 | 0 | 0 | 6.2 | 1.7 | 0 | 6.2 | 0 | 0 | 0.75926 | 759.2552 | 115546.2827
4 | 18 | 1 | 0 | 0 | 8.3 | 5.3 | 0 | 8.3 | 0 | 0 | 0.70265 | 702.647 | 106931.4255
4 | 18 | 2 | 0 | 0 | 7 | 5.3 | 0 | 7 | 0 | 0 | 0.67356 | 673.5579 | 102504.5483
4 | 18 | 3 | 0 | 0 | 7.2 | 5.3 | 0 | 7.2 | 0 | 0 | 0.66301 | 663.011 | 100899.476
4 | 18 | 4 | 0 | 0 | 6.7 | 4.2 | 0 | 6.7 | 0 | 0 | 0.66918 | 669.1836 | 101838.8458
4 | 18 | 5 | 3 | 15 | 6.2 | 3.1 | 13.568 | 4.702 | 92.025 | 50.277 | 0.71564 | 715.6358 | 108908.1128
4 | 18 | 6 | 401 | 44 | 9.2 | 4.7 | 55.89 | 8.882 | 284.293 | 238.916 | 0.80144 | 801.4415 | 121966.3498
4 | 18 | 7 | 699 | 59 | 10.5 | 4.2 | 267.41 | 14.851 | 1483.112 | 1411.16 | 0.89665 | 896.6516 | 136455.77
4 | 18 | 8 | 858 | 64 | 11.9 | 8.6 | 521.629 | 18.524 | 3188.247 | 3066.775 | 0.95339 | 953.3868 | 145089.9426
4 | 18 | 9 | 933 | 62 | 12.7 | 9.2 | 746.44 | 22.286 | 4631.74 | 4457.589 | 1.0058 | 1005.8225 | 153069.8029
4 | 18 | 10 | 970 | 64 | 13.7 | 9.2 | 925.919 | 25.903 | 5697.216 | 5477.855 | 1.0435 | 1043.4621 | 158797.9443
4 | 18 | 11 | 963 | 75 | 14.6 | 8.3 | 1028.447 | 29.311 | 6237.534 | 5993.192 | 1.0666 | 1066.6004 | 162319.2132
4 | 18 | 12 | 955 | 76 | 15 | 7.8 | 1056.766 | 30.846 | 6363.565 | 6113.198 | 1.0718 | 1071.8199 | 163113.5287
4 | 18 | 13 | 969 | 65 | 15.7 | 5.6 | 1029.905 | 34.778 | 6082.952 | 5845.898 | 1.0651 | 1065.1089 | 162092.2299
4 | 18 | 14 | 942 | 66 | 16.7 | 3.6 | 918.3 | 37.88 | 5333.149 | 5129.84 | 1.0604 | 1060.3607 | 161369.6217
4 | 18 | 15 | 899 | 67 | 16.5 | 4.2 | 747.373 | 32.844 | 4418.641 | 4252.887 | 1.0663 | 1066.2523 | 162266.2302
4 | 18 | 16 | 824 | 67 | 16.5 | 4.2 | 531.976 | 27.968 | 3134.055 | 3014.368 | 1.0867 | 1086.6727 | 165373.8797
4 | 18 | 17 | 666 | 66 | 16.4 | 3.1 | 285.077 | 22.925 | 1566.885 | 1492.822 | 1.1048 | 1104.8125 | 168134.4657
4 | 18 | 18 | 331 | 56 | 14.8 | 1.7 | 73.396 | 15.962 | 372.5 | 325.399 | 1.078 | 1078.0313 | 164058.8079
4 | 18 | 19 | 74 | 16 | 11.9 | 0 | 12.514 | 9.363 | 83.184 | 41.599 | 1.0503 | 1050.2987 | 159838.3544
4 | 18 | 20 | 0 | 1 | 7.1 | 1.9 | 0 | 7.1 | 0 | 0 | 1.0752 | 1075.1853 | 163625.6934
4 | 18 | 21 | 0 | 0 | 7.5 | 1.7 | 0 | 7.5 | 0 | 0 | 1.0946 | 1094.5516 | 166572.9302
4 | 18 | 22 | 0 | 0 | 6.7 | 1.7 | 0 | 6.7 | 0 | 0 | 0.98853 | 988.5334 | 150438.6885
4 | 18 | 23 | 0 | 0 | 6.2 | 0 | 0 | 6.2 | 0 | 0 | 0.85716 | 857.1577 | 130445.4402
4 | 19 | 0 | 0 | 0 | 7.3 | 1.9 | 0 | 7.3 | 0 | 0 | 0.75926 | 759.2552 | 115546.2827
4 | 19 | 1 | 0 | 0 | 7.6 | 1.7 | 0 | 7.6 | 0 | 0 | 0.70265 | 702.647 | 106931.4255
4 | 19 | 2 | 0 | 0 | 5.5 | 1.1 | 0 | 5.5 | 0 | 0 | 0.67356 | 673.5579 | 102504.5483
4 | 19 | 3 | 0 | 0 | 6.5 | 1.7 | 0 | 6.5 | 0 | 0 | 0.66301 | 663.011 | 100899.476
4 | 19 | 4 | 0 | 0 | 5.6 | 1.9 | 0 | 5.6 | 0 | 0 | 0.66918 | 669.1836 | 101838.8458
4 | 19 | 5 | 2 | 8 | 5.4 | 1.7 | 7.236 | 3.337 | 49.368 | 8.401 | 0.71564 | 715.6358 | 108908.1128
4 | 19 | 6 | 41 | 52 | 6.9 | 1.9 | 45.911 | 6.035 | 300.092 | 254.409 | 0.80144 | 801.4415 | 121966.3498
4 | 19 | 7 | 192 | 133 | 11.8 | 3.1 | 180.138 | 14.541 | 1101.376 | 1038.624 | 0.89665 | 896.6516 | 136455.77
4 | 19 | 8 | 498 | 154 | 13.6 | 2.5 | 426.195 | 23.208 | 2582.428 | 2480.126 | 0.95339 | 953.3868 | 145089.9426
4 | 19 | 9 | 703 | 147 | 14.7 | 1.1 | 683.058 | 35.337 | 3989.605 | 3840.106 | 1.0058 | 1005.8225 | 153069.8029
4 | 19 | 10 | 740 | 170 | 15.8 | 1.7 | 857.918 | 39.757 | 4935.541 | 4749.047 | 1.0435 | 1043.4621 | 158797.9443
4 | 19 | 11 | 780 | 201 | 17.1 | 1.7 | 1009.776 | 45.408 | 5651.676 | 5434.357 | 1.0666 | 1066.6004 | 162319.2132
4 | 19 | 12 | 754 | 219 | 18.2 | 4.2 | 1033.652 | 40.568 | 5931.957 | 5701.912 | 1.0718 | 1071.8199 | 163113.5287
4 | 19 | 13 | 732 | 163 | 19.1 | 2.5 | 927.598 | 43.022 | 5256.375 | 5056.371 | 1.0651 | 1065.1089 | 162092.2299
4 | 19 | 14 | 497 | 223 | 19.6 | 3.6 | 703.922 | 35.857 | 4131.629 | 3976.846 | 1.0604 | 1060.3607 | 161369.6217
4 | 19 | 15 | 232 | 261 | 19.1 | 3.6 | 439.479 | 29.088 | 2658.877 | 2554.251 | 1.0663 | 1066.2523 | 162266.2302
4 | 19 | 16 | 52 | 211 | 18.6 | 3.1 | 230.164 | 23.602 | 1427.21 | 1356.648 | 1.0867 | 1086.6727 | 165373.8797
4 | 19 | 17 | 12 | 134 | 17.9 | 2.5 | 123.134 | 19.99 | 776.47 | 721.005 | 1.1048 | 1104.8125 | 168134.4657
4 | 19 | 18 | 11 | 65 | 15.3 | 2.5 | 56.003 | 15.293 | 359.193 | 312.354 | 1.078 | 1078.0313 | 164058.8079
4 | 19 | 19 | 6 | 17 | 13.1 | 3.6 | 14.649 | 11.916 | 96.282 | 54.455 | 1.0503 | 1050.2987 | 159838.3544
4 | 19 | 20 | 0 | 0 | 13.1 | 4.2 | 0 | 13.1 | 0 | 0 | 1.0752 | 1075.1853 | 163625.6934
4 | 19 | 21 | 0 | 0 | 12.8 | 4.2 | 0 | 12.8 | 0 | 0 | 1.0946 | 1094.5516 | 166572.9302
4 | 19 | 22 | 0 | 0 | 12.6 | 5.3 | 0 | 12.6 | 0 | 0 | 0.98853 | 988.5334 | 150438.6885
4 | 19 | 23 | 0 | 0 | 11.7 | 4.7 | 0 | 11.7 | 0 | 0 | 0.85716 | 857.1577 | 130445.4402
4 | 20 | 0 | 0 | 0 | 10.9 | 5.3 | 0 | 10.9 | 0 | 0 | 0.75926 | 759.2552 | 115546.2827
4 | 20 | 1 | 0 | 0 | 10.5 | 4.2 | 0 | 10.5 | 0 | 0 | 0.70265 | 702.647 | 106931.4255
4 | 20 | 2 | 0 | 0 | 11 | 4.2 | 0 | 11 | 0 | 0 | 0.67356 | 673.5579 | 102504.5483
4 | 20 | 3 | 0 | 0 | 9.7 | 3.6 | 0 | 9.7 | 0 | 0 | 0.66301 | 663.011 | 100899.476
4 | 20 | 4 | 0 | 0 | 6.6 | 1.7 | 0 | 6.6 | 0 | 0 | 0.66918 | 669.1836 | 101838.8458
4 | 20 | 5 | 1 | 10 | 7.2 | 3.1 | 9.045 | 5.607 | 61.112 | 19.931 | 0.71564 | 715.6358 | 108908.1128
4 | 20 | 6 | 238 | 38 | 9.1 | 3.1 | 43.58 | 8.372 | 233.909 | 189.5 | 0.80144 | 801.4415 | 121966.3498
4 | 20 | 7 | 661 | 58 | 11.6 | 4.7 | 258.396 | 15.493 | 1436.624 | 1365.828 | 0.89665 | 896.6516 | 136455.77
4 | 20 | 8 | 844 | 60 | 13.9 | 4.7 | 513.137 | 23.355 | 3069.626 | 2952.045 | 0.95339 | 953.3868 | 145089.9426
4 | 20 | 9 | 920 | 62 | 15 | 3.6 | 739.86 | 31.253 | 4401.176 | 4236.102 | 1.0058 | 1005.8225 | 153069.8029
4 | 20 | 10 | 954 | 63 | 16.1 | 3.1 | 912.931 | 37.586 | 5307.909 | 5105.69 | 1.0435 | 1043.4621 | 158797.9443
4 | 20 | 11 | 971 | 65 | 17.9 | 3.1 | 1025.733 | 42.224 | 5835.804 | 5610.167 | 1.0666 | 1066.6004 | 162319.2132
4 | 20 | 12 | 864 | 94 | 18.2 | 3.6 | 987.156 | 40.791 | 5658.733 | 5441.098 | 1.0718 | 1071.8199 | 163113.5287
4 | 20 | 13 | 747 | 116 | 19.1 | 5.3 | 882.99 | 35.99 | 5184.222 | 4987.299 | 1.0651 | 1065.1089 | 162092.2299
4 | 20 | 14 | 653 | 145 | 19.1 | 1.9 | 764.702 | 40.471 | 4384.811 | 4220.371 | 1.0604 | 1060.3607 | 161369.6217
4 | 20 | 15 | 312 | 223 | 18.9 | 0.6 | 469.809 | 36.899 | 2733.342 | 2626.427 | 1.0663 | 1066.2523 | 162266.2302
4 | 20 | 16 | 300 | 221 | 15.1 | 7.2 | 390.808 | 20.704 | 2425.97 | 2328.336 | 1.0867 | 1086.6727 | 165373.8797
4 | 20 | 17 | 481 | 116 | 16.4 | 1.9 | 270.994 | 23.331 | 1536.264 | 1462.975 | 1.1048 | 1104.8125 | 168134.4657
4 | 20 | 18 | 237 | 68 | 13.8 | 3.1 | 76.115 | 14.635 | 420.367 | 372.316 | 1.078 | 1078.0313 | 164058.8079
4 | 20 | 19 | 136 | 22 | 11.1 | 3.1 | 17.319 | 9.939 | 114.833 | 72.663 | 1.0503 | 1050.2987 | 159838.3544
4 | 20 | 20 | 0 | 1 | 10.3 | 1.9 | 0 | 10.3 | 0 | 0 | 1.0752 | 1075.1853 | 163625.6934
4 | 20 | 21 | 0 | 0 | 8.3 | 1.7 | 0 | 8.3 | 0 | 0 | 1.0946 | 1094.5516 | 166572.9302
4 | 20 | 22 | 0 | 0 | 7.8 | 1.1 | 0 | 7.8 | 0 | 0 | 0.98853 | 988.5334 | 150438.6885
4 | 20 | 23 | 0 | 0 | 8 | 1.9 | 0 | 8 | 0 | 0 | 0.85716 | 857.1577 | 130445.4402
4 | 21 | 0 | 0 | 0 | 8.6 | 1.1 | 0 | 8.6 | 0 | 0 | 0.75926 | 759.2552 | 115546.2827
4 | 21 | 1 | 0 | 0 | 4.1 | 1.1 | 0 | 4.1 | 0 | 0 | 0.70265 | 702.647 | 106931.4255
4 | 21 | 2 | 0 | 0 | 2.9 | 1.9 | 0 | 2.9 | 0 | 0 | 0.67356 | 673.5579 | 102504.5483
4 | 21 | 3 | 0 | 0 | 2.1 | 1.7 | 0 | 2.1 | 0 | 0 | 0.66301 | 663.011 | 100899.476
4 | 21 | 4 | 0 | 1 | 2.1 | 1.1 | 0 | 2.1 | 0 | 0 | 0.66918 | 669.1836 | 101838.8458
4 | 21 | 5 | 0 | 14 | 3.6 | 1.1 | 12.227 | 1.392 | 84.107 | 42.505 | 0.71564 | 715.6358 | 108908.1128
4 | 21 | 6 | 12 | 58 | 5 | 0.6 | 49.69 | 3.812 | 335.275 | 288.906 | 0.80144 | 801.4415 | 121966.3498
4 | 21 | 7 | 21 | 123 | 7.8 | 0 | 115.048 | 9.954 | 755.144 | 700.14 | 0.89665 | 896.6516 | 136455.77
4 | 21 | 8 | 35 | 186 | 10.7 | 0 | 193.832 | 17.255 | 1238.309 | 1172.336 | 0.95339 | 953.3868 | 145089.9426
4 | 21 | 9 | 161 | 274 | 15.8 | 3.1 | 396.577 | 24.107 | 2457.786 | 2359.213 | 1.0058 | 1005.8225 | 153069.8029
4 | 21 | 10 | 584 | 240 | 18.2 | 6.7 | 790.522 | 30.616 | 4759.13 | 4579.857 | 1.0435 | 1043.4621 | 158797.9443
4 | 21 | 11 | 895 | 102 | 18.9 | 5.6 | 995.722 | 37 | 5816.505 | 5591.748 | 1.0666 | 1066.6004 | 162319.2132
4 | 21 | 12 | 864 | 115 | 19.1 | 3.6 | 1011.306 | 42.109 | 5758.376 | 5536.257 | 1.0718 | 1071.8199 | 163113.5287
4 | 21 | 13 | 827 | 127 | 19.5 | 3.6 | 973.887 | 41.731 | 5555.209 | 5342.184 | 1.0651 | 1065.1089 | 162092.2299
4 | 21 | 14 | 792 | 123 | 20.2 | 1.1 | 858.914 | 47.579 | 4747.1 | 4568.313 | 1.0604 | 1060.3607 | 161369.6217
4 | 21 | 15 | 763 | 109 | 20 | 0 | 699.227 | 48.89 | 3813.587 | 3670.505 | 1.0663 | 1066.2523 | 162266.2302
4 | 21 | 16 | 794 | 82 | 20.3 | 0 | 532.268 | 43.115 | 2913.893 | 2801.317 | 1.0867 | 1086.6727 | 165373.8797
4 | 21 | 17 | 641 | 75 | 20.2 | 0 | 286.628 | 33.809 | 1505.292 | 1432.783 | 1.1048 | 1104.8125 | 168134.4657
4 | 21 | 18 | 318 | 56 | 18.4 | 2.5 | 72.976 | 19.382 | 366.132 | 319.157 | 1.078 | 1078.0313 | 164058.8079
4 | 21 | 19 | 56 | 19 | 14 | 3.1 | 15.43 | 12.836 | 101.007 | 59.093 | 1.0503 | 1050.2987 | 159838.3544
4 | 21 | 20 | 0 | 1 | 11.7 | 4.2 | 0 | 11.7 | 0 | 0 | 1.0752 | 1075.1853 | 163625.6934
4 | 21 | 21 | 0 | 0 | 10.6 | 2.5 | 0 | 10.6 | 0 | 0 | 1.0946 | 1094.5516 | 166572.9302
4 | 21 | 22 | 0 | 0 | 8.6 | 1.7 | 0 | 8.6 | 0 | 0 | 0.98853 | 988.5334 | 150438.6885
4 | 21 | 23 | 0 | 0 | 9.5 | 4.2 | 0 | 9.5 | 0 | 0 | 0.85716 | 857.1577 | 130445.4402
4 | 22 | 0 | 0 | 0 | 9.8 | 6.1 | 0 | 9.8 | 0 | 0 | 0.75926 | 759.2552 | 115546.2827
4 | 22 | 1 | 0 | 0 | 8.1 | 4.7 | 0 | 8.1 | 0 | 0 | 0.70265 | 702.647 | 106931.4255
4 | 22 | 2 | 0 | 0 | 6.8 | 1.1 | 0 | 6.8 | 0 | 0 | 0.67356 | 673.5579 | 102504.5483
4 | 22 | 3 | 0 | 0 | 5.8 | 2.5 | 0 | 5.8 | 0 | 0 | 0.66301 | 663.011 | 100899.476
4 | 22 | 4 | 0 | 1 | 5.3 | 2.5 | 0 | 5.3 | 0 | 0 | 0.66918 | 669.1836 | 101838.8458
4 | 22 | 5 | 84 | 18 | 4 | 1.7 | 14.126 | 2.135 | 96.869 | 55.032 | 0.71564 | 715.6358 | 108908.1128
4 | 22 | 6 | 233 | 61 | 6.8 | 0 | 63.542 | 5.502 | 368.807 | 321.779 | 0.80144 | 801.4415 | 121966.3498
4 | 22 | 7 | 415 | 105 | 8.7 | 1.9 | 228.916 | 13.289 | 1348.06 | 1279.441 | 0.89665 | 896.6516 | 136455.77
4 | 22 | 8 | 736 | 116 | 11.2 | 1.9 | 520.659 | 24.366 | 3120.657 | 3001.41 | 0.95339 | 953.3868 | 145089.9426
4 | 22 | 9 | 734 | 160 | 13.5 | 1.1 | 721.392 | 35.683 | 4207.896 | 4050.237 | 1.0058 | 1005.8225 | 153069.8029
4 | 22 | 10 | 537 | 284 | 14.6 | 3.6 | 795.085 | 32.522 | 4743.204 | 4564.576 | 1.0435 | 1043.4621 | 158797.9443
4 | 22 | 11 | 235 | 392 | 15.8 | 4.2 | 648.74 | 29.838 | 3925.319 | 3778.181 | 1.0666 | 1066.6004 | 162319.2132
4 | 22 | 12 | 113 | 399 | 16 | 4.7 | 525.244 | 26.4 | 3230.903 | 3108.016 | 1.0718 | 1071.8199 | 163113.5287
4 | 22 | 13 | 126 | 388 | 16.8 | 4.7 | 521.554 | 26.915 | 3200.246 | 3078.377 | 1.0651 | 1065.1089 | 162092.2299
4 | 22 | 14 | 110 | 354 | 16.6 | 2.5 | 455.941 | 27.897 | 2783.691 | 2675.213 | 1.0604 | 1060.3607 | 161369.6217
4 | 22 | 15 | 227 | 301 | 16.8 | 1.9 | 477.2 | 29.471 | 2882.942 | 2771.348 | 1.0663 | 1066.2523 | 162266.2302
4 | 22 | 16 | 280 | 192 | 16.6 | 1.1 | 349.908 | 27.612 | 2101.534 | 2013.212 | 1.0867 | 1086.6727 | 165373.8797
4 | 22 | 17 | 174 | 101 | 16.4 | 0.6 | 153.769 | 21.688 | 910.673 | 852.259 | 1.1048 | 1104.8125 | 168134.4657
4 | 22 | 18 | 186 | 59 | 15.4 | 1.9 | 65.181 | 15.789 | 362.634 | 315.728 | 1.078 | 1078.0313 | 164058.8079
4 | 22 | 19 | 106 | 25 | 13 | 1.9 | 19.941 | 11.728 | 131.178 | 88.705 | 1.0503 | 1050.2987 | 159838.3544
4 | 22 | 20 | 0 | 1 | 12.5 | 1.7 | 0 | 12.5 | 0 | 0 | 1.0752 | 1075.1853 | 163625.6934
4 | 22 | 21 | 0 | 0 | 10.5 | 3.1 | 0 | 10.5 | 0 | 0 | 1.0946 | 1094.5516 | 166572.9302
4 | 22 | 22 | 0 | 0 | 10.2 | 3.1 | 0 | 10.2 | 0 | 0 | 0.98853 | 988.5334 | 150438.6885
4 | 22 | 23 | 0 | 0 | 8.8 | 1.9 | 0 | 8.8 | 0 | 0 | 0.85716 | 857.1577 | 130445.4402
4 | 23 | 0 | 0 | 0 | 9.5 | 1.9 | 0 | 9.5 | 0 | 0 | 0.75926 | 759.2552 | 115546.2827
4 | 23 | 1 | 0 | 0 | 9.2 | 2.5 | 0 | 9.2 | 0 | 0 | 0.70265 | 702.647 | 106931.4255
4 | 23 | 2 | 0 | 0 | 9.6 | 2.5 | 0 | 9.6 | 0 | 0 | 0.67356 | 673.5579 | 102504.5483
4 | 23 | 3 | 0 | 0 | 8.4 | 1.9 | 0 | 8.4 | 0 | 0 | 0.66301 | 663.011 | 100899.476
4 | 23 | 4 | 0 | 1 | 8.7 | 3.1 | 0 | 8.7 | 0 | 0 | 0.66918 | 669.1836 | 101838.8458
4 | 23 | 5 | 1 | 9 | 8.5 | 3.1 | 7.835 | 6.911 | 52.638 | 11.612 | 0.71564 | 715.6358 | 108908.1128
4 | 23 | 6 | 3 | 36 | 8.8 | 3.1 | 31.636 | 7.77 | 210.957 | 166.985 | 0.80144 | 801.4415 | 121966.3498
4 | 23 | 7 | 3 | 72 | 8.1 | 1.9 | 64.028 | 7.871 | 427.297 | 379.107 | 0.89665 | 896.6516 | 136455.77
4 | 23 | 8 | 2 | 88 | 7.2 | 1.1 | 78.389 | 7.545 | 524.878 | 474.714 | 0.95339 | 953.3868 | 145089.9426
4 | 23 | 9 | 1 | 97 | 6.8 | 3.6 | 86.08 | 7.258 | 577.399 | 526.152 | 1.0058 | 1005.8225 | 153069.8029
4 | 23 | 10 | 1 | 105 | 7 | 3.6 | 93.53 | 7.653 | 626.34 | 574.074 | 1.0435 | 1043.4621 | 158797.9443
4 | 23 | 11 | 1 | 80 | 6.9 | 3.6 | 71.331 | 7.049 | 478.946 | 429.716 | 1.0666 | 1066.6004 | 162319.2132
4 | 23 | 12 | 1 | 44 | 6.6 | 2.5 | 39.655 | 5.864 | 267.629 | 222.573 | 1.0718 | 1071.8199 | 163113.5287
4 | 23 | 13 | 1 | 32 | 6.6 | 6.1 | 29.06 | 5.884 | 196.106 | 152.415 | 1.0651 | 1065.1089 | 162092.2299
4 | 23 | 14 | 1 | 30 | 6.7 | 6.1 | 27.183 | 5.938 | 183.387 | 139.936 | 1.0604 | 1060.3607 | 161369.6217
4 | 23 | 15 | 1 | 31 | 6.8 | 6.1 | 27.873 | 6.049 | 187.913 | 144.377 | 1.0663 | 1066.2523 | 162266.2302
4 | 23 | 16 | 1 | 22 | 6.9 | 6.7 | 19.759 | 6.061 | 133.084 | 90.576 | 1.0867 | 1086.6727 | 165373.8797
4 | 23 | 17 | 2 | 18 | 6.8 | 7.2 | 16.331 | 5.937 | 109.49 | 67.419 | 1.1048 | 1104.8125 | 168134.4657
4 | 23 | 18 | 3 | 11 | 6.7 | 6.1 | 10.005 | 5.621 | 66.605 | 25.324 | 1.078 | 1078.0313 | 164058.8079
4 | 23 | 19 | 3 | 6 | 6.6 | 5.6 | 5.321 | 5.362 | 35.988 | 0 | 1.0503 | 1050.2987 | 159838.3544
4 | 23 | 20 | 0 | 0 | 6.6 | 5.3 | 0 | 6.6 | 0 | 0 | 1.0752 | 1075.1853 | 163625.6934
4 | 23 | 21 | 0 | 0 | 6.8 | 5.3 | 0 | 6.8 | 0 | 0 | 1.0946 | 1094.5516 | 166572.9302
4 | 23 | 22 | 0 | 0 | 6.8 | 5.3 | 0 | 6.8 | 0 | 0 | 0.98853 | 988.5334 | 150438.6885
4 | 23 | 23 | 0 | 0 | 6.8 | 5.3 | 0 | 6.8 | 0 | 0 | 0.85716 | 857.1577 | 130445.4402
4 | 24 | 0 | 0 | 0 | 6.6 | 4.2 | 0 | 6.6 | 0 | 0 | 0.75926 | 759.2552 | 115546.2827
4 | 24 | 1 | 0 | 0 | 6.9 | 3.6 | 0 | 6.9 | 0 | 0 | 0.70265 | 702.647 | 106931.4255
4 | 24 | 2 | 0 | 0 | 6.7 | 3.6 | 0 | 6.7 | 0 | 0 | 0.67356 | 673.5579 | 102504.5483
4 | 24 | 3 | 0 | 0 | 6.6 | 3.6 | 0 | 6.6 | 0 | 0 | 0.66301 | 663.011 | 100899.476
4 | 24 | 4 | 0 | 2 | 5.8 | 2.5 | 0 | 5.8 | 0 | 0 | 0.66918 | 669.1836 | 101838.8458
4 | 24 | 5 | 2 | 24 | 4.9 | 3.1 | 19.837 | 3.518 | 135.231 | 92.682 | 0.71564 | 715.6358 | 108908.1128
4 | 24 | 6 | 49 | 72 | 5.9 | 3.1 | 62.65 | 5.632 | 409.698 | 361.859 | 0.80144 | 801.4415 | 121966.3498
4 | 24 | 7 | 18 | 121 | 6.9 | 3.1 | 112.205 | 7.985 | 743.857 | 689.096 | 0.89665 | 896.6516 | 136455.77
4 | 24 | 8 | 13 | 181 | 7.7 | 3.6 | 170.455 | 10.22 | 1126.68 | 1063.34 | 0.95339 | 953.3868 | 145089.9426
4 | 24 | 9 | 10 | 170 | 8.5 | 3.6 | 160.385 | 10.931 | 1058.252 | 996.496 | 1.0058 | 1005.8225 | 153069.8029
4 | 24 | 10 | 6 | 168 | 9.6 | 3.1 | 156.455 | 12.053 | 1027.647 | 966.592 | 1.0435 | 1043.4621 | 158797.9443
4 | 24 | 11 | 129 | 359 | 11 | 3.6 | 507.281 | 21.343 | 3194.896 | 3073.204 | 1.0666 | 1066.6004 | 162319.2132
4 | 24 | 12 | 368 | 394 | 12.6 | 2.5 | 812.433 | 32.663 | 4849.376 | 4666.428 | 1.0718 | 1071.8199 | 163113.5287
4 | 24 | 13 | 236 | 382 | 12.1 | 1.7 | 638.81 | 30.919 | 3845.217 | 3700.992 | 1.0651 | 1065.1089 | 162092.2299
4 | 24 | 14 | 144 | 327 | 13 | 1.9 | 470.09 | 26.17 | 2893.413 | 2781.487 | 1.0604 | 1060.3607 | 161369.6217
4 | 24 | 15 | 48 | 179 | 8.7 | 8.6 | 205.066 | 10.982 | 1351.18 | 1282.485 | 1.0663 | 1066.2523 | 162266.2302
4 | 24 | 16 | 6 | 82 | 8 | 5.6 | 75.216 | 8.347 | 501.294 | 451.61 | 1.0867 | 1086.6727 | 165373.8797
4 | 24 | 17 | 11 | 79 | 6.9 | 4.7 | 72.883 | 7.02 | 485.642 | 436.277 | 1.1048 | 1104.8125 | 168134.4657
4 | 24 | 18 | 42 | 79 | 6.6 | 4.2 | 69.495 | 6.648 | 453.513 | 404.797 | 1.078 | 1078.0313 | 164058.8079
4 | 24 | 19 | 97 | 32 | 6.2 | 1.9 | 24.977 | 4.963 | 169.224 | 126.04 | 1.0503 | 1050.2987 | 159838.3544
4 | 24 | 20 | 0 | 2 | 6.2 | 3.1 | 0 | 6.2 | 0 | 0 | 1.0752 | 1075.1853 | 163625.6934
4 | 24 | 21 | 0 | 0 | 5.5 | 6.1 | 0 | 5.5 | 0 | 0 | 1.0946 | 1094.5516 | 166572.9302
4 | 24 | 22 | 0 | 0 | 5.4 | 3.6 | 0 | 5.4 | 0 | 0 | 0.98853 | 988.5334 | 150438.6885
4 | 24 | 23 | 0 | 0 | 5.1 | 3.1 | 0 | 5.1 | 0 | 0 | 0.85716 | 857.1577 | 130445.4402
4 | 25 | 0 | 0 | 0 | 4.7 | 2.5 | 0 | 4.7 | 0 | 0 | 0.75926 | 759.2552 | 115546.2827
4 | 25 | 1 | 0 | 0 | 4.3 | 3.6 | 0 | 4.3 | 0 | 0 | 0.70265 | 702.647 | 106931.4255
4 | 25 | 2 | 0 | 0 | 4.6 | 3.6 | 0 | 4.6 | 0 | 0 | 0.67356 | 673.5579 | 102504.5483
4 | 25 | 3 | 0 | 0 | 4.5 | 3.1 | 0 | 4.5 | 0 | 0 | 0.66301 | 663.011 | 100899.476
4 | 25 | 4 | 0 | 1 | 4.4 | 3.1 | 0 | 4.4 | 0 | 0 | 0.66918 | 669.1836 | 101838.8458
4 | 25 | 5 | 1 | 9 | 4.2 | 3.6 | 7.833 | 2.652 | 53.597 | 12.553 | 0.71564 | 715.6358 | 108908.1128
4 | 25 | 6 | 20 | 49 | 4.1 | 3.6 | 43.583 | 3.355 | 291.59 | 246.072 | 0.80144 | 801.4415 | 121966.3498
4 | 25 | 7 | 35 | 127 | 4.4 | 3.6 | 125.058 | 5.671 | 832.04 | 775.364 | 0.89665 | 896.6516 | 136455.77
4 | 25 | 8 | 31 | 180 | 5.2 | 3.6 | 184.89 | 8.079 | 1230.888 | 1165.091 | 0.95339 | 953.3868 | 145089.9426
4 | 25 | 9 | 89 | 264 | 5.9 | 5.3 | 321.387 | 10.908 | 2117.249 | 2028.488 | 1.0058 | 1005.8225 | 153069.8029
4 | 25 | 10 | 164 | 293 | 6.6 | 4.2 | 448.535 | 15.385 | 2900.968 | 2788.802 | 1.0435 | 1043.4621 | 158797.9443
4 | 25 | 11 | 306 | 292 | 8.4 | 3.6 | 623.028 | 22.053 | 3910.797 | 3764.19 | 1.0666 | 1066.6004 | 162319.2132
4 | 25 | 12 | 414 | 309 | 8.2 | 3.1 | 781.077 | 26.678 | 4798.274 | 4617.412 | 1.0718 | 1071.8199 | 163113.5287
4 | 25 | 13 | 582 | 261 | 8.8 | 3.6 | 879.567 | 28.882 | 5346.263 | 5142.387 | 1.0651 | 1065.1089 | 162092.2299
4 | 25 | 14 | 800 | 160 | 10 | 1.1 | 911.213 | 39.178 | 5259.09 | 5058.97 | 1.0604 | 1060.3607 | 161369.6217
4 | 25 | 15 | 841 | 115 | 10.2 | 1.7 | 763.411 | 32.746 | 4519.502 | 4349.801 | 1.0663 | 1066.2523 | 162266.2302
4 | 25 | 16 | 801 | 94 | 10.3 | 4.2 | 549.135 | 22.149 | 3333.484 | 3207.158 | 1.0867 | 1086.6727 | 165373.8797
4 | 25 | 17 | 670 | 86 | 10.1 | 4.7 | 307.564 | 15.884 | 1764.56 | 1685.382 | 1.1048 | 1104.8125 | 168134.4657
4 | 25 | 18 | 305 | 73 | 8.3 | 4.7 | 86.905 | 9.14 | 477.625 | 428.422 | 1.078 | 1078.0313 | 164058.8079
4 | 25 | 19 | 58 | 27 | 6.7 | 3.6 | 21.811 | 5.665 | 147.324 | 104.55 | 1.0503 | 1050.2987 | 159838.3544
4 | 25 | 20 | 0 | 3 | 5.9 | 4.2 | 0 | 5.9 | 0 | 0 | 1.0752 | 1075.1853 | 163625.6934
4 | 25 | 21 | 0 | 0 | 4 | 5.3 | 0 | 4 | 0 | 0 | 1.0946 | 1094.5516 | 166572.9302
4 | 25 | 22 | 0 | 0 | 2.6 | 3.6 | 0 | 2.6 | 0 | 0 | 0.98853 | 988.5334 | 150438.6885
4 | 25 | 23 | 0 | 0 | 1.8 | 5.6 | 0 | 1.8 | 0 | 0 | 0.85716 | 857.1577 | 130445.4402
4 | 26 | 0 | 0 | 0 | 1.8 | 5.3 | 0 | 1.8 | 0 | 0 | 0.75926 | 759.2552 | 115546.2827
4 | 26 | 1 | 0 | 0 | 1.7 | 6.1 | 0 | 1.7 | 0 | 0 | 0.70265 | 702.647 | 106931.4255
4 | 26 | 2 | 0 | 0 | 1.1 | 5.6 | 0 | 1.1 | 0 | 0 | 0.67356 | 673.5579 | 102504.5483
4 | 26 | 3 | 0 | 0 | 0.8 | 4.7 | 0 | 0.8 | 0 | 0 | 0.66301 | 663.011 | 100899.476
4 | 26 | 4 | 0 | 1 | 0.7 | 5.3 | 0 | 0.7 | 0 | 0 | 0.66918 | 669.1836 | 101838.8458
4 | 26 | 5 | 0 | 6 | 0.3 | 5.3 | 5.213 | -1.003 | 36.223 | 0 | 0.71564 | 715.6358 | 108908.1128
4 | 26 | 6 | 1 | 30 | 0 | 5.6 | 26.246 | -0.895 | 181.994 | 138.57 | 0.80144 | 801.4415 | 121966.3498
4 | 26 | 7 | 4 | 104 | 0.1 | 5.3 | 92.688 | 0.473 | 638.613 | 586.089 | 0.89665 | 896.6516 | 136455.77
4 | 26 | 8 | 5 | 169 | 0.8 | 5.3 | 154.555 | 2.46 | 1057.568 | 995.828 | 0.95339 | 953.3868 | 145089.9426
4 | 26 | 9 | 5 | 193 | 1.1 | 6.1 | 178.477 | 3.121 | 1218.504 | 1153.002 | 1.0058 | 1005.8225 | 153069.8029
4 | 26 | 10 | 3 | 189 | 1.9 | 6.1 | 173.652 | 3.871 | 1181.998 | 1117.36 | 1.0435 | 1043.4621 | 158797.9443
4 | 26 | 11 | 2 | 154 | 1.4 | 5.3 | 139.957 | 2.91 | 956.582 | 897.14 | 1.0666 | 1066.6004 | 162319.2132
4 | 26 | 12 | 2 | 155 | 1.6 | 4.2 | 141.02 | 3.316 | 962.188 | 902.619 | 1.0718 | 1071.8199 | 163113.5287
4 | 26 | 13 | 6 | 249 | 1.8 | 3.6 | 235.195 | 5.896 | 1587.082 | 1512.504 | 1.0651 | 1065.1089 | 162092.2299
4 | 26 | 14 | 11 | 310 | 2 | 1.9 | 300.241 | 9.275 | 1996.382 | 1910.971 | 1.0604 | 1060.3607 | 161369.6217
4 | 26 | 15 | 8 | 266 | 2.4 | 1.9 | 252.089 | 8.559 | 1681.174 | 1604.176 | 1.0663 | 1066.2523 | 162266.2302
4 | 26 | 16 | 6 | 226 | 3 | 3.1 | 209.628 | 6.99 | 1406.995 | 1336.932 | 1.0867 | 1086.6727 | 165373.8797
4 | 26 | 17 | 5 | 140 | 2.4 | 1.7 | 125.387 | 4.689 | 848.781 | 791.738 | 1.1048 | 1104.8125 | 168134.4657
4 | 26 | 18 | 3 | 53 | 2.2 | 2.5 | 46.164 | 1.77 | 316.028 | 270.035 | 1.078 | 1078.0313 | 164058.8079
4 | 26 | 19 | 1 | 13 | 1.9 | 2.5 | 11.331 | 0.27 | 78.318 | 36.822 | 1.0503 | 1050.2987 | 159838.3544
4 | 26 | 20 | 0 | 1 | 1.3 | 2.5 | 0 | 1.3 | 0 | 0 | 1.0752 | 1075.1853 | 163625.6934
4 | 26 | 21 | 0 | 0 | 0.9 | 1.9 | 0 | 0.9 | 0 | 0 | 1.0946 | 1094.5516 | 166572.9302
4 | 26 | 22 | 0 | 0 | 0.7 | 2.5 | 0 | 0.7 | 0 | 0 | 0.98853 | 988.5334 | 150438.6885
4 | 26 | 23 | 0 | 0 | 0.1 | 3.1 | 0 | 0.1 | 0 | 0 | 0.85716 | 857.1577 | 130445.4402
4 | 27 | 0 | 0 | 0 | -0.4 | 3.1 | 0 | -0.4 | 0 | 0 | 0.75926 | 759.2552 | 115546.2827
4 | 27 | 1 | 0 | 0 | -0.6 | 3.6 | 0 | -0.6 | 0 | 0 | 0.70265 | 702.647 | 106931.4255
4 | 27 | 2 | 0 | 0 | -0.8 | 3.1 | 0 | -0.8 | 0 | 0 | 0.67356 | 673.5579 | 102504.5483
4 | 27 | 3 | 0 | 0 | -0.9 | 3.6 | 0 | -0.9 | 0 | 0 | 0.66301 | 663.011 | 100899.476
4 | 27 | 4 | 0 | 0 | -1 | 3.6 | 0 | -1 | 0 | 0 | 0.66918 | 669.1836 | 101838.8458
4 | 27 | 5 | 12 | 2 | -1.1 | 3.6 | 1.534 | -2.881 | 10.742 | 0 | 0.71564 | 715.6358 | 108908.1128
4 | 27 | 6 | 1 | 15 | -0.8 | 3.6 | 13.121 | -2.328 | 91.373 | 49.637 | 0.80144 | 801.4415 | 121966.3498
4 | 27 | 7 | 3 | 55 | -0.5 | 4.2 | 49.045 | -1.072 | 339.795 | 293.338 | 0.89665 | 896.6516 | 136455.77
4 | 27 | 8 | 7 | 155 | 0.5 | 4.7 | 142.408 | 1.956 | 976.15 | 916.265 | 0.95339 | 953.3868 | 145089.9426
4 | 27 | 9 | 8 | 229 | 2 | 3.1 | 215.325 | 5.83 | 1453.004 | 1381.802 | 1.0058 | 1005.8225 | 153069.8029
4 | 27 | 10 | 10 | 240 | 1.5 | 0.6 | 229.078 | 8.688 | 1527.082 | 1454.025 | 1.0435 | 1043.4621 | 158797.9443
4 | 27 | 11 | 19 | 303 | 2.2 | 4.2 | 301.632 | 7.602 | 2020.403 | 1934.332 | 1.0666 | 1066.6004 | 162319.2132
4 | 27 | 12 | 14 | 312 | 3.1 | 3.1 | 306.36 | 9.591 | 2034.368 | 1947.912 | 1.0718 | 1071.8199 | 163113.5287
4 | 27 | 13 | 5 | 253 | 3 | 4.2 | 238.007 | 7.183 | 1597.144 | 1522.309 | 1.0651 | 1065.1089 | 162092.2299
4 | 27 | 14 | 4 | 196 | 3.8 | 5.6 | 181.168 | 6.121 | 1221.287 | 1155.719 | 1.0604 | 1060.3607 | 161369.6217
4 | 27 | 15 | 3 | 154 | 3.9 | 7.2 | 140.022 | 5.144 | 947.786 | 888.541 | 1.0663 | 1066.2523 | 162266.2302
4 | 27 | 16 | 2 | 98 | 3.9 | 6.1 | 87.399 | 4.32 | 593.474 | 541.894 | 1.0867 | 1086.6727 | 165373.8797
4 | 27 | 17 | 1 | 50 | 3.5 | 6.7 | 44.045 | 3.112 | 300.438 | 254.748 | 1.1048 | 1104.8125 | 168134.4657
4 | 27 | 18 | 0 | 28 | 3.3 | 5.6 | 24.422 | 2.443 | 167.254 | 124.107 | 1.078 | 1078.0313 | 164058.8079
4 | 27 | 19 | 11 | 14 | 2.6 | 7.8 | 12.461 | 1.709 | 85.603 | 43.973 | 1.0503 | 1050.2987 | 159838.3544
4 | 27 | 20 | 0 | 1 | 1.2 | 8.3 | 0 | 1.2 | 0 | 0 | 1.0752 | 1075.1853 | 163625.6934
4 | 27 | 21 | 0 | 0 | 0.5 | 7.2 | 0 | 0.5 | 0 | 0 | 1.0946 | 1094.5516 | 166572.9302
4 | 27 | 22 | 0 | 0 | 0.1 | 6.1 | 0 | 0.1 | 0 | 0 | 0.98853 | 988.5334 | 150438.6885
4 | 27 | 23 | 0 | 0 | -0.3 | 6.7 | 0 | -0.3 | 0 | 0 | 0.85716 | 857.1577 | 130445.4402
4 | 28 | 0 | 0 | 0 | -1.1 | 5.3 | 0 | -1.1 | 0 | 0 | 0.75926 | 759.2552 | 115546.2827
4 | 28 | 1 | 0 | 0 | -1 | 3.6 | 0 | -1 | 0 | 0 | 0.70265 | 702.647 | 106931.4255
4 | 28 | 2 | 0 | 0 | -1 | 4.7 | 0 | -1 | 0 | 0 | 0.67356 | 673.5579 | 102504.5483
4 | 28 | 3 | 0 | 0 | -1.8 | 5.3 | 0 | -1.8 | 0 | 0 | 0.66301 | 663.011 | 100899.476
4 | 28 | 4 | 0 | 1 | -1.9 | 4.2 | 0 | -1.9 | 0 | 0 | 0.66918 | 669.1836 | 101838.8458
4 | 28 | 5 | 0 | 16 | -1.6 | 3.6 | 13.968 | -3.083 | 97.904 | 56.047 | 0.71564 | 715.6358 | 108908.1128
4 | 28 | 6 | 306 | 66 | -1.1 | 3.1 | 76.226 | -1.099 | 434.29 | 385.96 | 0.80144 | 801.4415 | 121966.3498
4 | 28 | 7 | 285 | 130 | -0.9 | 4.2 | 211.901 | 2.22 | 1349.352 | 1280.702 | 0.89665 | 896.6516 | 136455.77
4 | 28 | 8 | 33 | 194 | -1.4 | 5.6 | 199.18 | 1.193 | 1365.966 | 1296.911 | 0.95339 | 953.3868 | 145089.9426
4 | 28 | 9 | 19 | 281 | -1 | 4.7 | 274.507 | 3.427 | 1871.109 | 1789.098 | 1.0058 | 1005.8225 | 153069.8029
4 | 28 | 10 | 61 | 382 | 0 | 4.2 | 439.299 | 8.478 | 2930.671 | 2817.562 | 1.0435 | 1043.4621 | 158797.9443
4 | 28 | 11 | 54 | 366 | 1.3 | 5.3 | 422.196 | 8.596 | 2815.719 | 2706.241 | 1.0666 | 1066.6004 | 162319.2132
4 | 28 | 12 | 19 | 303 | 2.2 | 6.7 | 302.065 | 6.453 | 2033.424 | 1946.994 | 1.0718 | 1071.8199 | 163113.5287
4 | 28 | 13 | 4 | 251 | 2.3 | 6.1 | 234.907 | 5.506 | 1587.806 | 1513.209 | 1.0651 | 1065.1089 | 162092.2299
4 | 28 | 14 | 5 | 258 | 2.4 | 5.6 | 242.226 | 5.835 | 1634.916 | 1559.113 | 1.0604 | 1060.3607 | 161369.6217
4 | 28 | 15 | 5 | 202 | 2.6 | 6.1 | 186.884 | 4.889 | 1266.325 | 1199.682 | 1.0663 | 1066.2523 | 162266.2302
4 | 28 | 16 | 4 | 124 | 2.4 | 6.7 | 112.138 | 3.246 | 764.743 | 709.533 | 1.0867 | 1086.6727 | 165373.8797
4 | 28 | 17 | 2 | 57 | 2.2 | 5.6 | 50.528 | 1.918 | 346.112 | 299.531 | 1.1048 | 1104.8125 | 168134.4657
4 | 28 | 18 | 0 | 25 | 1.3 | 6.1 | 21.794 | 0.442 | 150.523 | 107.689 | 1.078 | 1078.0313 | 164058.8079
4 | 28 | 19 | 10 | 13 | 0.4 | 3.6 | 11.565 | -1.104 | 80.397 | 38.863 | 1.0503 | 1050.2987 | 159838.3544
4 | 28 | 20 | 0 | 1 | 0.2 | 4.2 | 0 | 0.2 | 0 | 0 | 1.0752 | 1075.1853 | 163625.6934
4 | 28 | 21 | 0 | 0 | -0.1 | 4.2 | 0 | -0.1 | 0 | 0 | 1.0946 | 1094.5516 | 166572.9302
4 | 28 | 22 | 0 | 0 | -0.7 | 4.2 | 0 | -0.7 | 0 | 0 | 0.98853 | 988.5334 | 150438.6885
4 | 28 | 23 | 0 | 0 | -1 | 5.6 | 0 | -1 | 0 | 0 | 0.85716 | 857.1577 | 130445.4402
4 | 29 | 0 | 0 | 0 | -1.2 | 6.7 | 0 | -1.2 | 0 | 0 | 0.75926 | 759.2552 | 115546.2827
4 | 29 | 1 | 0 | 0 | -1.4 | 6.1 | 0 | -1.4 | 0 | 0 | 0.70265 | 702.647 | 106931.4255
4 | 29 | 2 | 0 | 0 | -1.6 | 6.7 | 0 | -1.6 | 0 | 0 | 0.67356 | 673.5579 | 102504.5483
4 | 29 | 3 | 0 | 0 | -1.7 | 5.6 | 0 | -1.7 | 0 | 0 | 0.66301 | 663.011 | 100899.476
4 | 29 | 4 | 0 | 1 | -1.8 | 6.7 | 0 | -1.8 | 0 | 0 | 0.66918 | 669.1836 | 101838.8458
4 | 29 | 5 | 1 | 7 | -1.8 | 7.8 | 6.085 | -2.81 | 42.601 | 1.758 | 0.71564 | 715.6358 | 108908.1128
4 | 29 | 6 | 3 | 43 | -2.5 | 8.6 | 37.821 | -3.004 | 264.047 | 219.06 | 0.80144 | 801.4415 | 121966.3498
4 | 29 | 7 | 7 | 115 | -2.4 | 7.8 | 103.293 | -1.931 | 717.98 | 663.775 | 0.89665 | 896.6516 | 136455.77
4 | 29 | 8 | 14 | 215 | -1.9 | 8.6 | 202.547 | -0.009 | 1399.319 | 1329.445 | 0.95339 | 953.3868 | 145089.9426
4 | 29 | 9 | 15 | 281 | -1.7 | 9.7 | 271.284 | 1.005 | 1868.451 | 1786.511 | 1.0058 | 1005.8225 | 153069.8029
4 | 29 | 10 | 33 | 344 | -1.3 | 11.9 | 353.44 | 2.011 | 2424.579 | 2326.987 | 1.0435 | 1043.4621 | 158797.9443
4 | 29 | 11 | 232 | 388 | 0.2 | 7.8 | 637.676 | 8.989 | 4245.317 | 4086.236 | 1.0666 | 1066.6004 | 162319.2132
4 | 29 | 12 | 495 | 306 | 1.8 | 8.3 | 858.716 | 13.681 | 5600.034 | 5385.02 | 1.0718 | 1071.8199 | 163113.5287
4 | 29 | 13 | 478 | 294 | 3.3 | 8.6 | 811.335 | 14.425 | 5272.952 | 5072.237 | 1.0651 | 1065.1089 | 162092.2299
4 | 29 | 14 | 468 | 293 | 5.2 | 8.6 | 748.016 | 15.409 | 4835.869 | 4653.473 | 1.0604 | 1060.3607 | 161369.6217
4 | 29 | 15 | 374 | 282 | 5.2 | 9.2 | 574.59 | 12.55 | 3748.865 | 3608.106 | 1.0663 | 1066.2523 | 162266.2302
4 | 29 | 16 | 375 | 228 | 5 | 8.6 | 436.311 | 10.608 | 2829.415 | 2719.507 | 1.0867 | 1086.6727 | 165373.8797
4 | 29 | 17 | 532 | 132 | 5.3 | 8.3 | 303.181 | 9.009 | 1838.329 | 1757.195 | 1.1048 | 1104.8125 | 168134.4657
4 | 29 | 18 | 476 | 68 | 5.1 | 8.6 | 100.674 | 5.748 | 516.406 | 466.415 | 1.078 | 1078.0313 | 164058.8079
4 | 29 | 19 | 228 | 33 | 3.3 | 5.3 | 26.027 | 2.532 | 178.177 | 134.824 | 1.0503 | 1050.2987 | 159838.3544
4 | 29 | 20 | 0 | 4 | 1.3 | 3.6 | 0 | 1.3 | 0 | 0 | 1.0752 | 1075.1853 | 163625.6934
4 | 29 | 21 | 0 | 0 | 0.6 | 2.5 | 0 | 0.6 | 0 | 0 | 1.0946 | 1094.5516 | 166572.9302
4 | 29 | 22 | 0 | 0 | 0.9 | 2.5 | 0 | 0.9 | 0 | 0 | 0.98853 | 988.5334 | 150438.6885
4 | 29 | 23 | 0 | 0 | -0.1 | 3.1 | 0 | -0.1 | 0 | 0 | 0.85716 | 857.1577 | 130445.4402
4 | 30 | 0 | 0 | 0 | -1 | 3.6 | 0 | -1 | 0 | 0 | 0.75926 | 759.2552 | 115546.2827
4 | 30 | 1 | 0 | 0 | -1.1 | 3.6 | 0 | -1.1 | 0 | 0 | 0.70265 | 702.647 | 106931.4255
4 | 30 | 2 | 0 | 0 | -1.9 | 2.5 | 0 | -1.9 | 0 | 0 | 0.67356 | 673.5579 | 102504.5483
4 | 30 | 3 | 0 | 0 | -0.6 | 1.9 | 0 | -0.6 | 0 | 0 | 0.66301 | 663.011 | 100899.476
4 | 30 | 4 | 0 | 3 | -1.8 | 3.6 | 0 | -1.8 | 0 | 0 | 0.66918 | 669.1836 | 101838.8458
4 | 30 | 5 | 128 | 32 | -1.3 | 3.1 | 25.136 | -2.551 | 175.796 | 132.488 | 0.71564 | 715.6358 | 108908.1128
4 | 30 | 6 | 404 | 71 | 1.9 | 3.6 | 88.926 | 2.256 | 480.369 | 431.111 | 0.80144 | 801.4415 | 121966.3498
4 | 30 | 7 | 704 | 83 | 3.1 | 4.2 | 307.95 | 8.351 | 1809.868 | 1729.492 | 0.89665 | 896.6516 | 136455.77
4 | 30 | 8 | 808 | 96 | 5.9 | 4.2 | 546.627 | 16.768 | 3394.637 | 3266.237 | 0.95339 | 953.3868 | 145089.9426
4 | 30 | 9 | 871 | 104 | 8.5 | 5.3 | 766.014 | 22.494 | 4758.216 | 4578.98 | 1.0058 | 1005.8225 | 153069.8029
4 | 30 | 10 | 891 | 109 | 11.5 | 6.7 | 916.782 | 26.35 | 5631.53 | 5415.111 | 1.0435 | 1043.4621 | 158797.9443
4 | 30 | 11 | 604 | 247 | 12.9 | 7.8 | 882.461 | 26.002 | 5437.732 | 5229.877 | 1.0666 | 1066.6004 | 162319.2132
4 | 30 | 12 | 397 | 347 | 13.1 | 8.3 | 786.872 | 24.262 | 4889.216 | 4704.633 | 1.0718 | 1071.8199 | 163113.5287
4 | 30 | 13 | 387 | 336 | 13.7 | 7.8 | 750.589 | 24.707 | 4653.638 | 4478.612 | 1.0651 | 1065.1089 | 162092.2299
4 | 30 | 14 | 271 | 308 | 13.8 | 6.1 | 574.792 | 23.604 | 3579.877 | 3445.088 | 1.0604 | 1060.3607 | 161369.6217
4 | 30 | 15 | 270 | 252 | 13.1 | 6.1 | 465.715 | 20.771 | 2929.089 | 2816.03 | 1.0663 | 1066.2523 | 162266.2302
4 | 30 | 16 | 211 | 227 | 12.4 | 6.7 | 337.15 | 17.359 | 2132.658 | 2043.465 | 1.0867 | 1086.6727 | 165373.8797
4 | 30 | 17 | 238 | 177 | 12.2 | 6.7 | 240.563 | 15.413 | 1478.522 | 1406.684 | 1.1048 | 1104.8125 | 168134.4657
4 | 30 | 18 | 361 | 80 | 9.4 | 4.2 | 98.659 | 10.459 | 530.508 | 480.228 | 1.078 | 1078.0313 | 164058.8079
4 | 30 | 19 | 371 | 25 | 7.5 | 3.1 | 20.809 | 6.433 | 140.09 | 97.452 | 1.0503 | 1050.2987 | 159838.3544
4 | 30 | 20 | 1 | 4 | 5.6 | 3.6 | 0 | 5.6 | 0 | 0 | 1.0752 | 1075.1853 | 163625.6934
4 | 30 | 21 | 0 | 0 | 3.8 | 2.5 | 0 | 3.8 | 0 | 0 | 1.0946 | 1094.5516 | 166572.9302
4 | 30 | 22 | 0 | 0 | 2.3 | 3.6 | 0 | 2.3 | 0 | 0 | 0.98853 | 988.5334 | 150438.6885
4 | 30 | 23 | 0 | 0 | 1 | 3.1 | 0 | 1 | 0 | 0 | 0.85716 | 857.1577 | 130445.4402
5 | 1 | 0 | 0 | 0 | 0.1 | 0 | 0 | 0.1 | 0 | 0 | 0.73518 | 735.1754 | 111881.7284
5 | 1 | 1 | 0 | 0 | -0.6 | 0 | 0 | -0.6 | 0 | 0 | 0.67162 | 671.6173 | 102209.2085
5 | 1 | 2 | 0 | 0 | -1.2 | 0 | 0 | -1.2 | 0 | 0 | 0.6383 | 638.3034 | 97139.3807
5 | 1 | 3 | 0 | 0 | -1.7 | 0 | 0 | -1.7 | 0 | 0 | 0.6234 | 623.4003 | 94871.3721
5 | 1 | 4 | 0 | 5 | -2.1 | 0 | 0 | -2.1 | 0 | 0 | 0.62466 | 624.6556 | 95062.4123
5 | 1 | 5 | 298 | 35 | -2.7 | 0 | 31.249 | -5.447 | 221.186 | 177.02 | 0.64184 | 641.8389 | 97677.4314
5 | 1 | 6 | 606 | 58 | 0 | 1.7 | 95.714 | 0.621 | 463.093 | 414.184 | 0.70748 | 707.4786 | 107666.7178
5 | 1 | 7 | 778 | 69 | 3.3 | 3.6 | 319.691 | 9.254 | 1855.924 | 1774.32 | 0.81183 | 811.8321 | 123547.6288
5 | 1 | 8 | 864 | 74 | 4.7 | 5.3 | 552.705 | 14.301 | 3464.182 | 3333.402 | 0.88384 | 883.8358 | 134505.4158
5 | 1 | 9 | 911 | 79 | 5.3 | 5.3 | 763.574 | 19.248 | 4812.776 | 4631.323 | 0.94797 | 947.9676 | 144265.2362
5 | 1 | 10 | 913 | 92 | 7.1 | 7.2 | 917.89 | 21.26 | 5773.93 | 5551.106 | 0.9956 | 995.5992 | 151513.9892
5 | 1 | 11 | 922 | 96 | 7.2 | 7.2 | 1018.686 | 23.11 | 6362.614 | 6112.293 | 1.0262 | 1026.1582 | 156164.561
5 | 1 | 12 | 965 | 82 | 7.6 | 6.1 | 1077.23 | 26.44 | 6625.053 | 6361.944 | 1.037 | 1037.0419 | 157820.8856
5 | 1 | 13 | 966 | 80 | 8 | 6.1 | 1046.423 | 26.382 | 6436.364 | 6182.482 | 1.0368 | 1036.7824 | 157781.3952
5 | 1 | 14 | 956 | 78 | 8.5 | 6.1 | 945.746 | 25.098 | 5844.338 | 5618.312 | 1.0348 | 1034.7623 | 157473.9689
5 | 1 | 15 | 930 | 76 | 9.3 | 5.3 | 782.003 | 24.205 | 4819.882 | 4638.139 | 1.042 | 1041.9838 | 158572.9671
5 | 1 | 16 | 881 | 73 | 8.9 | 4.7 | 570.039 | 20.403 | 3482.816 | 3351.395 | 1.065 | 1065.0077 | 162076.8294
5 | 1 | 17 | 800 | 68 | 8.4 | 5.3 | 335.342 | 14.284 | 1917.328 | 1834.071 | 1.0819 | 1081.9337 | 164652.6923
5 | 1 | 18 | 640 | 58 | 7.6 | 4.2 | 106.682 | 9.014 | 491.281 | 441.801 | 1.0624 | 1062.4043 | 161680.6336
5 | 1 | 19 | 461 | 34 | 5.5 | 3.1 | 29.88 | 4.656 | 202.711 | 158.895 | 1.0317 | 1031.7436 | 157014.5673
5 | 1 | 20 | 1 | 5 | 2.8 | 5.3 | 0 | 2.8 | 0 | 0 | 1.0146 | 1014.5937 | 154404.632
5 | 1 | 21 | 0 | 0 | 0.8 | 4.2 | 0 | 0.8 | 0 | 0 | 1.0137 | 1013.7104 | 154270.2184
5 | 1 | 22 | 0 | 0 | 0.3 | 1.1 | 0 | 0.3 | 0 | 0 | 0.97114 | 971.1416 | 147791.9323
5 | 1 | 23 | 0 | 0 | -1 | 1.9 | 0 | -1 | 0 | 0 | 0.84563 | 845.6264 | 128690.5725
5 | 2 | 0 | 0 | 0 | -1.7 | 1.9 | 0 | -1.7 | 0 | 0 | 0.73518 | 735.1754 | 111881.7284
5 | 2 | 1 | 0 | 0 | -2 | 2.5 | 0 | -2 | 0 | 0 | 0.67162 | 671.6173 | 102209.2085
5 | 2 | 2 | 0 | 0 | -2.3 | 3.1 | 0 | -2.3 | 0 | 0 | 0.6383 | 638.3034 | 97139.3807
5 | 2 | 3 | 0 | 0 | -2.2 | 2.5 | 0 | -2.2 | 0 | 0 | 0.6234 | 623.4003 | 94871.3721
5 | 2 | 4 | 0 | 4 | -2.9 | 3.1 | 0 | -2.9 | 0 | 0 | 0.62466 | 624.6556 | 95062.4123
5 | 2 | 5 | 70 | 26 | -1.7 | 1.9 | 20.821 | -3.31 | 146.077 | 103.327 | 0.64184 | 641.8389 | 97677.4314
5 | 2 | 6 | 241 | 62 | 1 | 4.7 | 70.351 | 0.93 | 405.238 | 357.488 | 0.70748 | 707.4786 | 107666.7178
5 | 2 | 7 | 633 | 72 | 2.5 | 4.2 | 276.569 | 7.028 | 1636.175 | 1560.34 | 0.81183 | 811.8321 | 123547.6288
5 | 2 | 8 | 849 | 74 | 3.9 | 3.6 | 545.563 | 15.484 | 3402.651 | 3273.979 | 0.88384 | 883.8358 | 134505.4158
5 | 2 | 9 | 898 | 77 | 5.1 | 5.3 | 752.513 | 18.828 | 4752.46 | 4573.458 | 0.94797 | 947.9676 | 144265.2362
5 | 2 | 10 | 922 | 81 | 6.9 | 6.7 | 913.917 | 21.655 | 5738.39 | 5517.174 | 0.9956 | 995.5992 | 151513.9892
5 | 2 | 11 | 908 | 100 | 7.3 | 6.1 | 1009.617 | 24.832 | 6255.395 | 6010.204 | 1.0262 | 1026.1582 | 156164.561
5 | 2 | 12 | 896 | 126 | 8.4 | 6.1 | 1056.548 | 26.873 | 6484.562 | 6228.339 | 1.037 | 1037.0419 | 157820.8856
5 | 2 | 13 | 904 | 121 | 8.1 | 5.6 | 1031.278 | 27.19 | 6319.008 | 6070.78 | 1.0368 | 1036.7824 | 157781.3952
5 | 2 | 14 | 898 | 97 | 9.2 | 6.7 | 915.374 | 24.311 | 5677.851 | 5459.359 | 1.0348 | 1034.7623 | 157473.9689
5 | 2 | 15 | 886 | 87 | 9.8 | 6.1 | 761.426 | 23.034 | 4719.699 | 4542.02 | 1.042 | 1041.9838 | 158572.9671
5 | 2 | 16 | 799 | 93 | 9.1 | 5.6 | 548.146 | 18.955 | 3378.379 | 3250.532 | 1.065 | 1065.0077 | 162076.8294
5 | 2 | 17 | 578 | 126 | 8.7 | 5.6 | 313.352 | 13.936 | 1850.716 | 1769.252 | 1.0819 | 1081.9337 | 164652.6923
5 | 2 | 18 | 179 | 95 | 8 | 5.6 | 94.659 | 8.862 | 568.937 | 517.866 | 1.0624 | 1062.4043 | 161680.6336
5 | 2 | 19 | 14 | 21 | 6.1 | 4.2 | 18.217 | 5.069 | 123.365 | 81.037 | 1.0317 | 1031.7436 | 157014.5673
5 | 2 | 20 | 0 | 2 | 4.6 | 4.2 | 0 | 4.6 | 0 | 0 | 1.0146 | 1014.5937 | 154404.632
5 | 2 | 21 | 0 | 0 | 4.7 | 5.3 | 0 | 4.7 | 0 | 0 | 1.0137 | 1013.7104 | 154270.2184
5 | 2 | 22 | 0 | 0 | 3.8 | 4.7 | 0 | 3.8 | 0 | 0 | 0.97114 | 971.1416 | 147791.9323
5 | 2 | 23 | 0 | 0 | 1.8 | 3.1 | 0 | 1.8 | 0 | 0 | 0.84563 | 845.6264 | 128690.5725
5 | 3 | 0 | 0 | 0 | -0.3 | 2.5 | 0 | -0.3 | 0 | 0 | 0.73518 | 735.1754 | 111881.7284
5 | 3 | 1 | 0 | 0 | 1.1 | 3.1 | 0 | 1.1 | 0 | 0 | 0.67162 | 671.6173 | 102209.2085
5 | 3 | 2 | 0 | 0 | 2 | 3.6 | 0 | 2 | 0 | 0 | 0.6383 | 638.3034 | 97139.3807
5 | 3 | 3 | 0 | 0 | 1.8 | 2.5 | 0 | 1.8 | 0 | 0 | 0.6234 | 623.4003 | 94871.3721
5 | 3 | 4 | 0 | 2 | 1.6 | 2.5 | 0 | 1.6 | 0 | 0 | 0.62466 | 624.6556 | 95062.4123
5 | 3 | 5 | 12 | 19 | 1.9 | 2.5 | 16.611 | 0.319 | 114.787 | 72.619 | 0.64184 | 641.8389 | 97677.4314
5 | 3 | 6 | 33 | 82 | 2.7 | 1.9 | 71.164 | 2.552 | 476.152 | 426.979 | 0.70748 | 707.4786 | 107666.7178
5 | 3 | 7 | 277 | 172 | 3.3 | 2.5 | 249.115 | 8.08 | 1569.302 | 1495.177 | 0.81183 | 811.8321 | 123547.6288
5 | 3 | 8 | 514 | 201 | 4.6 | 3.1 | 488.158 | 15.324 | 3083.893 | 2965.847 | 0.88384 | 883.8358 | 134505.4158
5 | 3 | 9 | 297 | 283 | 5.9 | 3.1 | 514.53 | 17.852 | 3279.052 | 3154.557 | 0.94797 | 947.9676 | 144265.2362
5 | 3 | 10 | 110 | 336 | 6.9 | 3.6 | 429.717 | 16.356 | 2767.749 | 2659.767 | 0.9956 | 995.5992 | 151513.9892
5 | 3 | 11 | 59 | 349 | 6.6 | 3.6 | 406.16 | 15.322 | 2629.263 | 2525.541 | 1.0262 | 1026.1582 | 156164.561
5 | 3 | 12 | 91 | 364 | 7.1 | 4.2 | 457.66 | 16.256 | 2950.294 | 2836.559 | 1.037 | 1037.0419 | 157820.8856
5 | 3 | 13 | 53 | 344 | 8 | 3.1 | 394.995 | 16.994 | 2537.777 | 2436.819 | 1.0368 | 1036.7824 | 157781.3952
5 | 3 | 14 | 25 | 344 | 8.6 | 3.6 | 345.16 | 15.828 | 2229.118 | 2137.194 | 1.0348 | 1034.7623 | 157473.9689
5 | 3 | 15 | 16 | 298 | 9 | 1.9 | 287.941 | 16.268 | 1855.381 | 1773.792 | 1.042 | 1041.9838 | 158572.9671
5 | 3 | 16 | 11 | 232 | 8.9 | 0 | 216.484 | 18.161 | 1382.01 | 1312.561 | 1.065 | 1065.0077 | 162076.8294
5 | 3 | 17 | 11 | 159 | 8.6 | 0 | 143.621 | 14.267 | 930.549 | 871.691 | 1.0819 | 1081.9337 | 164652.6923
5 | 3 | 18 | 7 | 73 | 7.8 | 0 | 62.988 | 9.042 | 416.851 | 368.87 | 1.0624 | 1062.4043 | 161680.6336
5 | 3 | 19 | 10 | 23 | 6.3 | 1.1 | 19.759 | 4.652 | 134.052 | 91.525 | 1.0317 | 1031.7436 | 157014.5673
5 | 3 | 20 | 0 | 3 | 3.9 | 0 | 0 | 3.9 | 0 | 0 | 1.0146 | 1014.5937 | 154404.632
5 | 3 | 21 | 0 | 0 | 1.6 | 3.1 | 0 | 1.6 | 0 | 0 | 1.0137 | 1013.7104 | 154270.2184
5 | 3 | 22 | 0 | 0 | 0.4 | 1.9 | 0 | 0.4 | 0 | 0 | 0.97114 | 971.1416 | 147791.9323
5 | 3 | 23 | 0 | 0 | 2.6 | 1.7 | 0 | 2.6 | 0 | 0 | 0.84563 | 845.6264 | 128690.5725
5 | 4 | 0 | 0 | 0 | 1 | 1.7 | 0 | 1 | 0 | 0 | 0.73518 | 735.1754 | 111881.7284
5 | 4 | 1 | 0 | 0 | 1 | 1.7 | 0 | 1 | 0 | 0 | 0.67162 | 671.6173 | 102209.2085
5 | 4 | 2 | 0 | 0 | 0.6 | 3.1 | 0 | 0.6 | 0 | 0 | 0.6383 | 638.3034 | 97139.3807
5 | 4 | 3 | 0 | 0 | -1.2 | 2.5 | 0 | -1.2 | 0 | 0 | 0.6234 | 623.4003 | 94871.3721
5 | 4 | 4 | 0 | 4 | -1.8 | 2.5 | 0 | -1.8 | 0 | 0 | 0.62466 | 624.6556 | 95062.4123
5 | 4 | 5 | 41 | 31 | -0.8 | 1.7 | 24.907 | -2.384 | 174.075 | 130.799 | 0.64184 | 641.8389 | 97677.4314
5 | 4 | 6 | 125 | 90 | 1.3 | 1.1 | 84.53 | 1.558 | 538.72 | 488.272 | 0.70748 | 707.4786 | 107666.7178
5 | 4 | 7 | 262 | 170 | 5.1 | 1.7 | 242.737 | 10.322 | 1517.257 | 1444.448 | 0.81183 | 811.8321 | 123547.6288
5 | 4 | 8 | 399 | 209 | 8 | 3.6 | 426.489 | 16.734 | 2684.92 | 2579.497 | 0.88384 | 883.8358 | 134505.4158
5 | 4 | 9 | 464 | 223 | 10.3 | 4.7 | 587.648 | 21.535 | 3676.686 | 3538.493 | 0.94797 | 947.9676 | 144265.2362
5 | 4 | 10 | 523 | 255 | 10.6 | 4.2 | 753.856 | 26.458 | 4630.684 | 4456.575 | 0.9956 | 995.5992 | 151513.9892
5 | 4 | 11 | 618 | 251 | 11.1 | 5.3 | 904.203 | 28.013 | 5518.848 | 5307.43 | 1.0262 | 1026.1582 | 156164.561
5 | 4 | 12 | 705 | 231 | 11.8 | 4.7 | 995.897 | 32.044 | 5962.425 | 5730.975 | 1.037 | 1037.0419 | 157820.8856
5 | 4 | 13 | 687 | 230 | 11.9 | 4.2 | 952.746 | 32.757 | 5683.637 | 5464.885 | 1.0368 | 1036.7824 | 157781.3952
5 | 4 | 14 | 665 | 218 | 12.6 | 3.6 | 849.542 | 32.269 | 5074.602 | 4882.313 | 1.0348 | 1034.7623 | 157473.9689
5 | 4 | 15 | 601 | 200 | 13.1 | 4.7 | 669.673 | 26.736 | 4087.124 | 3934.007 | 1.042 | 1041.9838 | 158572.9671
5 | 4 | 16 | 350 | 197 | 11.9 | 3.1 | 391.047 | 21.301 | 2415.057 | 2317.745 | 1.065 | 1065.0077 | 162076.8294
5 | 4 | 17 | 296 | 144 | 12.7 | 5.6 | 233.189 | 16.27 | 1407 | 1336.937 | 1.0819 | 1081.9337 | 164652.6923
5 | 4 | 18 | 470 | 72 | 11.4 | 5.6 | 105.501 | 12.377 | 530.716 | 480.431 | 1.0624 | 1062.4043 | 161680.6336
5 | 4 | 19 | 191 | 31 | 8.6 | 5.6 | 24.23 | 7.866 | 162.112 | 119.062 | 1.0317 | 1031.7436 | 157014.5673
5 | 4 | 20 | 0 | 4 | 7 | 6.7 | 3.618 | 5.891 | 24.415 | 0 | 1.0146 | 1014.5937 | 154404.632
5 | 4 | 21 | 0 | 0 | 5.4 | 6.1 | 0 | 5.4 | 0 | 0 | 1.0137 | 1013.7104 | 154270.2184
5 | 4 | 22 | 0 | 0 | 3.8 | 6.7 | 0 | 3.8 | 0 | 0 | 0.97114 | 971.1416 | 147791.9323
5 | 4 | 23 | 0 | 0 | 2.2 | 5.6 | 0 | 2.2 | 0 | 0 | 0.84563 | 845.6264 | 128690.5725
5 | 5 | 0 | 0 | 0 | 1.9 | 6.1 | 0 | 1.9 | 0 | 0 | 0.73518 | 735.1754 | 111881.7284
5 | 5 | 1 | 0 | 0 | -0.3 | 4.2 | 0 | -0.3 | 0 | 0 | 0.67162 | 671.6173 | 102209.2085
5 | 5 | 2 | 0 | 0 | -0.7 | 4.7 | 0 | -0.7 | 0 | 0 | 0.6383 | 638.3034 | 97139.3807
5 | 5 | 3 | 0 | 0 | -1.4 | 1.9 | 0 | -1.4 | 0 | 0 | 0.6234 | 623.4003 | 94871.3721
5 | 5 | 4 | 0 | 6 | -1.5 | 4.2 | 5.427 | -3.052 | 38.035 | 0 | 0.62466 | 624.6556 | 95062.4123
5 | 5 | 5 | 242 | 39 | 0.1 | 5.3 | 30.761 | -0.742 | 213.515 | 169.494 | 0.64184 | 641.8389 | 97677.4314
5 | 5 | 6 | 388 | 95 | 2.6 | 3.6 | 110.867 | 3.494 | 623.854 | 571.64 | 0.70748 | 707.4786 | 107666.7178
5 | 5 | 7 | 266 | 183 | 5.6 | 3.6 | 255.884 | 10.1 | 1604.821 | 1529.79 | 0.81183 | 811.8321 | 123547.6288
5 | 5 | 8 | 54 | 206 | 5.9 | 4.2 | 221.102 | 9.625 | 1459.866 | 1388.493 | 0.88384 | 883.8358 | 134505.4158
5 | 5 | 9 | 10 | 195 | 7.3 | 4.7 | 183.178 | 9.942 | 1214.034 | 1148.639 | 0.94797 | 947.9676 | 144265.2362
5 | 5 | 10 | 9 | 209 | 10.2 | 7.2 | 197.354 | 12.397 | 1294.309 | 1226.994 | 0.9956 | 995.5992 | 151513.9892
5 | 5 | 11 | 28 | 339 | 11.7 | 7.2 | 344.982 | 16.261 | 2223.829 | 2132.056 | 1.0262 | 1026.1582 | 156164.561
5 | 5 | 12 | 237 | 429 | 12.7 | 4.7 | 694.787 | 25.956 | 4282.783 | 4122.271 | 1.037 | 1037.0419 | 157820.8856
5 | 5 | 13 | 684 | 248 | 13.2 | 7.8 | 967.472 | 27.376 | 5922.992 | 5693.36 | 1.0368 | 1036.7824 | 157781.3952
5 | 5 | 14 | 785 | 133 | 14.9 | 6.1 | 862.076 | 29.98 | 5205.821 | 5007.979 | 1.0348 | 1034.7623 | 157473.9689
5 | 5 | 15 | 708 | 134 | 14.4 | 6.1 | 686.963 | 26.303 | 4197.399 | 4040.137 | 1.042 | 1041.9838 | 158572.9671
5 | 5 | 16 | 476 | 172 | 14.5 | 6.7 | 444.34 | 21.503 | 2730.958 | 2624.117 | 1.065 | 1065.0077 | 162076.8294
5 | 5 | 17 | 154 | 156 | 13.8 | 5.6 | 193.721 | 16.732 | 1196.313 | 1131.338 | 1.0819 | 1081.9337 | 164652.6923
5 | 5 | 18 | 44 | 101 | 12.7 | 6.7 | 87.382 | 13.219 | 555.896 | 505.094 | 1.0624 | 1062.4043 | 161680.6336
5 | 5 | 19 | 33 | 38 | 10 | 6.1 | 30.342 | 9.396 | 201.656 | 157.86 | 1.0317 | 1031.7436 | 157014.5673
5 | 5 | 20 | 0 | 5 | 8.2 | 6.1 | 4.523 | 7.054 | 30.366 | 0 | 1.0146 | 1014.5937 | 154404.632
5 | 5 | 21 | 0 | 0 | 8 | 7.2 | 0 | 8 | 0 | 0 | 1.0137 | 1013.7104 | 154270.2184
5 | 5 | 22 | 0 | 0 | 8.2 | 7.8 | 0 | 8.2 | 0 | 0 | 0.97114 | 971.1416 | 147791.9323
5 | 5 | 23 | 0 | 0 | 7.7 | 7.2 | 0 | 7.7 | 0 | 0 | 0.84563 | 845.6264 | 128690.5725
5 | 6 | 0 | 0 | 0 | 4.8 | 6.7 | 0 | 4.8 | 0 | 0 | 0.73518 | 735.1754 | 111881.7284
5 | 6 | 1 | 0 | 0 | 4.8 | 3.6 | 0 | 4.8 | 0 | 0 | 0.67162 | 671.6173 | 102209.2085
5 | 6 | 2 | 0 | 0 | 4.7 | 5.6 | 0 | 4.7 | 0 | 0 | 0.6383 | 638.3034 | 97139.3807
5 | 6 | 3 | 0 | 0 | 4.2 | 1.7 | 0 | 4.2 | 0 | 0 | 0.6234 | 623.4003 | 94871.3721
5 | 6 | 4 | 0 | 5 | 4.3 | 3.1 | 4.523 | 2.527 | 30.961 | 0 | 0.62466 | 624.6556 | 95062.4123
5 | 6 | 5 | 86 | 26 | 4 | 3.6 | 20.962 | 2.71 | 143.392 | 100.692 | 0.64184 | 641.8389 | 97677.4314
5 | 6 | 6 | 12 | 70 | 4.8 | 5.3 | 60.987 | 4.584 | 409.754 | 361.914 | 0.70748 | 707.4786 | 107666.7178
5 | 6 | 7 | 10 | 140 | 6.9 | 4.7 | 126.113 | 8.083 | 839.554 | 782.714 | 0.81183 | 811.8321 | 123547.6288
5 | 6 | 8 | 204 | 225 | 8 | 4.7 | 328.462 | 13.437 | 2114.328 | 2025.648 | 0.88384 | 883.8358 | 134505.4158
5 | 6 | 9 | 642 | 200 | 9 | 6.1 | 700.344 | 20.414 | 4400.713 | 4235.656 | 0.94797 | 947.9676 | 144265.2362
5 | 6 | 10 | 519 | 259 | 9.6 | 6.7 | 754.24 | 21.685 | 4737.797 | 4559.387 | 0.9956 | 995.5992 | 151513.9892
5 | 6 | 11 | 226 | 386 | 9.6 | 6.1 | 626.318 | 20.274 | 3964.04 | 3815.482 | 1.0262 | 1026.1582 | 156164.561
5 | 6 | 12 | 139 | 442 | 10.2 | 5.6 | 609.367 | 20.99 | 3844.315 | 3700.124 | 1.037 | 1037.0419 | 157820.8856
5 | 6 | 13 | 320 | 364 | 11.1 | 5.6 | 712.536 | 23.758 | 4437.454 | 4270.968 | 1.0368 | 1036.7824 | 157781.3952
5 | 6 | 14 | 594 | 225 | 11.9 | 4.7 | 792.698 | 27.759 | 4839.232 | 4656.698 | 1.0348 | 1034.7623 | 157473.9689
5 | 6 | 15 | 845 | 123 | 12.3 | 6.1 | 774.695 | 25.624 | 4746.725 | 4567.954 | 1.042 | 1041.9838 | 158572.9671
5 | 6 | 16 | 808 | 106 | 12.1 | 7.8 | 567.024 | 20.318 | 3476.523 | 3345.319 | 1.065 | 1065.0077 | 162076.8294
5 | 6 | 17 | 742 | 82 | 11.4 | 6.1 | 330.911 | 16.692 | 1889.406 | 1806.903 | 1.0819 | 1081.9337 | 164652.6923
5 | 6 | 18 | 434 | 62 | 10.3 | 6.1 | 93.956 | 11.129 | 468.162 | 419.151 | 1.0624 | 1062.4043 | 161680.6336
5 | 6 | 19 | 128 | 28 | 8.1 | 4.7 | 21.68 | 7.217 | 145.465 | 102.726 | 1.0317 | 1031.7436 | 157014.5673
5 | 6 | 20 | 0 | 4 | 6.1 | 4.2 | 3.618 | 4.597 | 24.551 | 0 | 1.0146 | 1014.5937 | 154404.632
5 | 6 | 21 | 0 | 0 | 4.9 | 4.2 | 0 | 4.9 | 0 | 0 | 1.0137 | 1013.7104 | 154270.2184
5 | 6 | 22 | 0 | 0 | 3.4 | 3.6 | 0 | 3.4 | 0 | 0 | 0.97114 | 971.1416 | 147791.9323
5 | 6 | 23 | 0 | 0 | 2.3 | 4.2 | 0 | 2.3 | 0 | 0 | 0.84563 | 845.6264 | 128690.5725
5 | 7 | 0 | 0 | 0 | 2.1 | 0.6 | 0 | 2.1 | 0 | 0 | 0.73518 | 735.1754 | 111881.7284
5 | 7 | 1 | 0 | 0 | 2.3 | 2.5 | 0 | 2.3 | 0 | 0 | 0.67162 | 671.6173 | 102209.2085
5 | 7 | 2 | 0 | 0 | 1.3 | 3.6 | 0 | 1.3 | 0 | 0 | 0.6383 | 638.3034 | 97139.3807
5 | 7 | 3 | 0 | 0 | 1.1 | 2.5 | 0 | 1.1 | 0 | 0 | 0.6234 | 623.4003 | 94871.3721
5 | 7 | 4 | 5 | 3 | 1.2 | 5.3 | 2.714 | -0.176 | 18.79 | 0 | 0.62466 | 624.6556 | 95062.4123
5 | 7 | 5 | 127 | 44 | 2.6 | 3.6 | 33.909 | 1.599 | 233.055 | 188.662 | 0.64184 | 641.8389 | 97677.4314
5 | 7 | 6 | 148 | 117 | 4.4 | 3.6 | 106.981 | 5.221 | 672.902 | 619.655 | 0.70748 | 707.4786 | 107666.7178
5 | 7 | 7 | 106 | 206 | 6.6 | 4.7 | 218.24 | 9.746 | 1412.327 | 1342.133 | 0.81183 | 811.8321 | 123547.6288
5 | 7 | 8 | 49 | 251 | 8.4 | 4.7 | 261.971 | 12.651 | 1709.063 | 1631.34 | 0.88384 | 883.8358 | 134505.4158
5 | 7 | 9 | 151 | 307 | 7.9 | 2.5 | 419.266 | 17.631 | 2679.065 | 2573.822 | 0.94797 | 947.9676 | 144265.2362
5 | 7 | 10 | 514 | 281 | 11.7 | 7.2 | 772.165 | 23.243 | 4815.623 | 4634.054 | 0.9956 | 995.5992 | 151513.9892
5 | 7 | 11 | 638 | 213 | 13.4 | 7.2 | 885.015 | 27.104 | 5425.107 | 5217.803 | 1.0262 | 1026.1582 | 156164.561
5 | 7 | 12 | 360 | 264 | 14.6 | 7.2 | 674.767 | 25.116 | 4175.88 | 4019.432 | 1.037 | 1037.0419 | 157820.8856
5 | 7 | 13 | 177 | 312 | 15.9 | 6.7 | 498.031 | 23.789 | 3101.167 | 2982.557 | 1.0368 | 1036.7824 | 157781.3952
5 | 7 | 14 | 249 | 321 | 16.4 | 6.7 | 566.08 | 25.216 | 3499.277 | 3367.288 | 1.0348 | 1034.7623 | 157473.9689
5 | 7 | 15 | 176 | 229 | 16.4 | 7.2 | 358.951 | 21.615 | 2250.335 | 2157.804 | 1.042 | 1041.9838 | 158572.9671
5 | 7 | 16 | 24 | 91 | 16.2 | 8.3 | 95.774 | 16.934 | 612.151 | 560.182 | 1.065 | 1065.0077 | 162076.8294
5 | 7 | 17 | 3 | 48 | 11.3 | 3.1 | 42.966 | 10.824 | 282.781 | 237.433 | 1.0819 | 1081.9337 | 164652.6923
5 | 7 | 18 | 6 | 38 | 11.4 | 1.7 | 33.755 | 10.367 | 221.273 | 177.105 | 1.0624 | 1062.4043 | 161680.6336
5 | 7 | 19 | 21 | 21 | 10.4 | 2.5 | 18.52 | 9.044 | 123.273 | 80.947 | 1.0317 | 1031.7436 | 157014.5673
5 | 7 | 20 | 0 | 4 | 9.9 | 4.7 | 3.618 | 8.529 | 24.137 | 0 | 1.0146 | 1014.5937 | 154404.632
5 | 7 | 21 | 0 | 0 | 9.5 | 4.7 | 0 | 9.5 | 0 | 0 | 1.0137 | 1013.7104 | 154270.2184
5 | 7 | 22 | 0 | 0 | 9 | 4.7 | 0 | 9 | 0 | 0 | 0.97114 | 971.1416 | 147791.9323
5 | 7 | 23 | 0 | 0 | 8.2 | 5.6 | 0 | 8.2 | 0 | 0 | 0.84563 | 845.6264 | 128690.5725
5 | 8 | 0 | 0 | 0 | 7.6 | 5.3 | 0 | 7.6 | 0 | 0 | 0.73518 | 735.1754 | 111881.7284
5 | 8 | 1 | 0 | 0 | 6.9 | 5.3 | 0 | 6.9 | 0 | 0 | 0.67162 | 671.6173 | 102209.2085
5 | 8 | 2 | 0 | 0 | 5.8 | 3.6 | 0 | 5.8 | 0 | 0 | 0.6383 | 638.3034 | 97139.3807
5 | 8 | 3 | 0 | 0 | 4.7 | 4.2 | 0 | 4.7 | 0 | 0 | 0.6234 | 623.4003 | 94871.3721
5 | 8 | 4 | 1 | 8 | 3.5 | 1.7 | 7.236 | 1.368 | 49.782 | 8.808 | 0.62466 | 624.6556 | 95062.4123
5 | 8 | 5 | 172 | 48 | 5.7 | 2.5 | 36.784 | 4.668 | 249.532 | 204.824 | 0.64184 | 641.8389 | 97677.4314
5 | 8 | 6 | 244 | 111 | 7.3 | 3.1 | 112.017 | 8.313 | 664.059 | 611 | 0.70748 | 707.4786 | 107666.7178
5 | 8 | 7 | 303 | 169 | 8.7 | 3.6 | 256.002 | 13.208 | 1572.313 | 1498.111 | 0.81183 | 811.8321 | 123547.6288
5 | 8 | 8 | 277 | 242 | 9.8 | 2.5 | 392.092 | 18.802 | 2459.096 | 2360.484 | 0.88384 | 883.8358 | 134505.4158
5 | 8 | 9 | 199 | 323 | 12.7 | 2.5 | 470.995 | 24.054 | 2920.533 | 2807.746 | 0.94797 | 947.9676 | 144265.2362
5 | 8 | 10 | 206 | 377 | 13.8 | 3.6 | 571.431 | 26.259 | 3515.36 | 3382.814 | 0.9956 | 995.5992 | 151513.9892
5 | 8 | 11 | 187 | 415 | 14.7 | 4.2 | 618.812 | 27.658 | 3783.618 | 3641.614 | 1.0262 | 1026.1582 | 156164.561
5 | 8 | 12 | 102 | 410 | 14.6 | 5.3 | 517.212 | 24.048 | 3216.912 | 3094.49 | 1.037 | 1037.0419 | 157820.8856
5 | 8 | 13 | 43 | 364 | 17 | 4.7 | 404.805 | 24.753 | 2509.417 | 2409.309 | 1.0368 | 1036.7824 | 157781.3952
5 | 8 | 14 | 24 | 282 | 17.2 | 4.2 | 281.044 | 22.625 | 1759.419 | 1680.377 | 1.0348 | 1034.7623 | 157473.9689
5 | 8 | 15 | 11 | 196 | 16.6 | 5.3 | 184.668 | 19.26 | 1173.832 | 1109.387 | 1.042 | 1041.9838 | 158572.9671
5 | 8 | 16 | 11 | 155 | 14 | 2.5 | 143.953 | 16.439 | 925.684 | 866.935 | 1.065 | 1065.0077 | 162076.8294
5 | 8 | 17 | 6 | 87 | 13.7 | 3.1 | 78.264 | 14.25 | 507.145 | 457.343 | 1.0819 | 1081.9337 | 164652.6923
5 | 8 | 18 | 6 | 31 | 11.9 | 4.2 | 27.62 | 11.105 | 180.075 | 136.687 | 1.0624 | 1062.4043 | 161680.6336
5 | 8 | 19 | 14 | 8 | 10.8 | 3.1 | 7.227 | 9.255 | 48.059 | 7.116 | 1.0317 | 1031.7436 | 157014.5673
5 | 8 | 20 | 0 | 1 | 10.3 | 3.6 | 0.905 | 8.63 | 6.032 | 0 | 1.0146 | 1014.5937 | 154404.632
5 | 8 | 21 | 0 | 0 | 9.9 | 3.6 | 0 | 9.9 | 0 | 0 | 1.0137 | 1013.7104 | 154270.2184
5 | 8 | 22 | 0 | 0 | 10 | 0 | 0 | 10 | 0 | 0 | 0.97114 | 971.1416 | 147791.9323
5 | 8 | 23 | 0 | 0 | 9.6 | 0 | 0 | 9.6 | 0 | 0 | 0.84563 | 845.6264 | 128690.5725
5 | 9 | 0 | 0 | 0 | 9.1 | 3.1 | 0 | 9.1 | 0 | 0 | 0.73518 | 735.1754 | 111881.7284
5 | 9 | 1 | 0 | 0 | 8 | 1.9 | 0 | 8 | 0 | 0 | 0.67162 | 671.6173 | 102209.2085
5 | 9 | 2 | 0 | 0 | 6.5 | 1.9 | 0 | 6.5 | 0 | 0 | 0.6383 | 638.3034 | 97139.3807
5 | 9 | 3 | 0 | 0 | 5.3 | 2.5 | 0 | 5.3 | 0 | 0 | 0.6234 | 623.4003 | 94871.3721
5 | 9 | 4 | 0 | 9 | 4.7 | 3.1 | 8.141 | 3.012 | 55.616 | 14.535 | 0.62466 | 624.6556 | 95062.4123
5 | 9 | 5 | 116 | 37 | 6.2 | 2.5 | 29.185 | 4.976 | 197.721 | 153.999 | 0.64184 | 641.8389 | 97677.4314
5 | 9 | 6 | 148 | 92 | 8.3 | 1.7 | 89.72 | 8.812 | 546.541 | 495.931 | 0.70748 | 707.4786 | 107666.7178
5 | 9 | 7 | 96 | 158 | 9.3 | 3.1 | 172.232 | 11.947 | 1099.899 | 1037.181 | 0.81183 | 811.8321 | 123547.6288
5 | 9 | 8 | 8 | 178 | 9.8 | 1.7 | 163.326 | 13.071 | 1066.845 | 1004.891 | 0.88384 | 883.8358 | 134505.4158
5 | 9 | 9 | 6 | 192 | 11.3 | 1.7 | 177.088 | 14.943 | 1148.078 | 1084.238 | 0.94797 | 947.9676 | 144265.2362
5 | 9 | 10 | 4 | 236 | 11.8 | 1.7 | 218.407 | 16.689 | 1405.159 | 1335.141 | 0.9956 | 995.5992 | 151513.9892
5 | 9 | 11 | 98 | 357 | 11.7 | 1.9 | 450.721 | 22.939 | 2817.791 | 2708.247 | 1.0262 | 1026.1582 | 156164.561
5 | 9 | 12 | 368 | 346 | 12.3 | 2.5 | 752.577 | 30.767 | 4533.644 | 4363.385 | 1.037 | 1037.0419 | 157820.8856
5 | 9 | 13 | 556 | 253 | 13.9 | 4.2 | 841.028 | 31.918 | 5037.755 | 4847.01 | 1.0368 | 1036.7824 | 157781.3952
5 | 9 | 14 | 703 | 197 | 13.7 | 5.6 | 861.127 | 29.407 | 5215.219 | 5016.976 | 1.0348 | 1034.7623 | 157473.9689
5 | 9 | 15 | 698 | 174 | 14.7 | 3.6 | 720.435 | 31.289 | 4300.198 | 4139.019 | 1.042 | 1041.9838 | 158572.9671
5 | 9 | 16 | 408 | 177 | 13.5 | 3.6 | 411.303 | 22.941 | 2516.069 | 2415.761 | 1.065 | 1065.0077 | 162076.8294
5 | 9 | 17 | 199 | 138 | 11.7 | 4.7 | 195.585 | 14.975 | 1203.769 | 1138.616 | 1.0819 | 1081.9337 | 164652.6923
5 | 9 | 18 | 56 | 66 | 11.5 | 3.6 | 61.975 | 11.728 | 387.849 | 340.445 | 1.0624 | 1062.4043 | 161680.6336
5 | 9 | 19 | 14 | 8 | 10.5 | 1.9 | 7.229 | 8.8 | 48.17 | 7.225 | 1.0317 | 1031.7436 | 157014.5673
5 | 9 | 20 | 0 | 1 | 9.6 | 5.3 | 0.905 | 8.256 | 6.041 | 0 | 1.0146 | 1014.5937 | 154404.632
5 | 9 | 21 | 0 | 0 | 8.6 | 3.1 | 0 | 8.6 | 0 | 0 | 1.0137 | 1013.7104 | 154270.2184
5 | 9 | 22 | 0 | 0 | 8.1 | 6.1 | 0 | 8.1 | 0 | 0 | 0.97114 | 971.1416 | 147791.9323
5 | 9 | 23 | 0 | 0 | 8.3 | 7.8 | 0 | 8.3 | 0 | 0 | 0.84563 | 845.6264 | 128690.5725
5 | 10 | 0 | 0 | 0 | 7.8 | 7.2 | 0 | 7.8 | 0 | 0 | 0.73518 | 735.1754 | 111881.7284
5 | 10 | 1 | 0 | 0 | 7.5 | 5.3 | 0 | 7.5 | 0 | 0 | 0.67162 | 671.6173 | 102209.2085
5 | 10 | 2 | 0 | 0 | 7.2 | 6.1 | 0 | 7.2 | 0 | 0 | 0.6383 | 638.3034 | 97139.3807
5 | 10 | 3 | 0 | 0 | 7.3 | 4.7 | 0 | 7.3 | 0 | 0 | 0.6234 | 623.4003 | 94871.3721
5 | 10 | 4 | 0 | 8 | 7.4 | 4.7 | 7.236 | 6.046 | 48.797 | 7.841 | 0.62466 | 624.6556 | 95062.4123
5 | 10 | 5 | 96 | 39 | 7.3 | 4.7 | 30.64 | 6.435 | 206.279 | 162.396 | 0.64184 | 641.8389 | 97677.4314
5 | 10 | 6 | 288 | 73 | 8.3 | 4.2 | 86.947 | 8.656 | 479.037 | 429.806 | 0.70748 | 707.4786 | 107666.7178
5 | 10 | 7 | 696 | 84 | 9.9 | 4.7 | 314.959 | 15.006 | 1813.769 | 1733.289 | 0.81183 | 811.8321 | 123547.6288
5 | 10 | 8 | 777 | 96 | 10.8 | 4.7 | 536.665 | 20.811 | 3279.636 | 3155.121 | 0.88384 | 883.8358 | 134505.4158
5 | 10 | 9 | 826 | 103 | 12.3 | 4.2 | 736.099 | 27.677 | 4464.784 | 4297.231 | 0.94797 | 947.9676 | 144265.2362
5 | 10 | 10 | 855 | 117 | 14.2 | 3.6 | 903.874 | 34.533 | 5338.085 | 5134.563 | 0.9956 | 995.5992 | 151513.9892
5 | 10 | 11 | 783 | 184 | 16 | 1.9 | 995.717 | 43.362 | 5632.606 | 5416.14 | 1.0262 | 1026.1582 | 156164.561
5 | 10 | 12 | 684 | 216 | 16.8 | 4.7 | 957.336 | 36.422 | 5609.611 | 5394.17 | 1.037 | 1037.0419 | 157820.8856
5 | 10 | 13 | 717 | 168 | 18.5 | 4.2 | 914.46 | 38.323 | 5307.08 | 5104.896 | 1.0368 | 1036.7824 | 157781.3952
5 | 10 | 14 | 847 | 121 | 18 | 4.2 | 903.613 | 37.533 | 5258.145 | 5058.065 | 1.0348 | 1034.7623 | 157473.9689
5 | 10 | 15 | 875 | 101 | 18.4 | 3.1 | 773.942 | 37.065 | 4485.386 | 4317.025 | 1.042 | 1041.9838 | 158572.9671
5 | 10 | 16 | 801 | 99 | 20.1 | 4.2 | 557.124 | 32.135 | 3230.232 | 3107.367 | 1.065 | 1065.0077 | 162076.8294
5 | 10 | 17 | 714 | 89 | 19.7 | 1.7 | 330.026 | 29.107 | 1788.282 | 1708.478 | 1.0819 | 1081.9337 | 164652.6923
5 | 10 | 18 | 576 | 72 | 19.4 | 0 | 118.388 | 25.173 | 539.467 | 489.003 | 1.0624 | 1062.4043 | 161680.6336
5 | 10 | 19 | 370 | 45 | 15.7 | 1.9 | 38.943 | 15.225 | 252.213 | 207.454 | 1.0317 | 1031.7436 | 157014.5673
5 | 10 | 20 | 2 | 10 | 12.4 | 3.6 | 9.045 | 11.032 | 59.684 | 18.529 | 1.0146 | 1014.5937 | 154404.632
5 | 10 | 21 | 0 | 0 | 10.8 | 3.6 | 0 | 10.8 | 0 | 0 | 1.0137 | 1013.7104 | 154270.2184
5 | 10 | 22 | 0 | 0 | 11.8 | 3.6 | 0 | 11.8 | 0 | 0 | 0.97114 | 971.1416 | 147791.9323
5 | 10 | 23 | 0 | 0 | 10.3 | 4.2 | 0 | 10.3 | 0 | 0 | 0.84563 | 845.6264 | 128690.5725
5 | 11 | 0 | 0 | 0 | 9.5 | 4.2 | 0 | 9.5 | 0 | 0 | 0.73518 | 735.1754 | 111881.7284
5 | 11 | 1 | 0 | 0 | 10 | 2.5 | 0 | 10 | 0 | 0 | 0.67162 | 671.6173 | 102209.2085
5 | 11 | 2 | 0 | 0 | 7.4 | 4.2 | 0 | 7.4 | 0 | 0 | 0.6383 | 638.3034 | 97139.3807
5 | 11 | 3 | 0 | 0 | 7.1 | 4.2 | 0 | 7.1 | 0 | 0 | 0.6234 | 623.4003 | 94871.3721
5 | 11 | 4 | 1 | 11 | 5.6 | 4.2 | 9.95 | 4.205 | 67.629 | 26.329 | 0.62466 | 624.6556 | 95062.4123
5 | 11 | 5 | 250 | 49 | 7.3 | 3.1 | 38.308 | 6.419 | 257.919 | 213.05 | 0.64184 | 641.8389 | 97677.4314
5 | 11 | 6 | 481 | 81 | 10.9 | 2.5 | 111.863 | 12.018 | 567.911 | 516.861 | 0.70748 | 707.4786 | 107666.7178
5 | 11 | 7 | 656 | 103 | 13.8 | 3.1 | 320.298 | 20.092 | 1819.59 | 1738.955 | 0.81183 | 811.8321 | 123547.6288
5 | 11 | 8 | 778 | 104 | 16.4 | 2.5 | 545.692 | 29.348 | 3205.574 | 3083.529 | 0.88384 | 883.8358 | 134505.4158
5 | 11 | 9 | 860 | 98 | 18.7 | 1.1 | 751.033 | 41.562 | 4253.728 | 4094.325 | 0.94797 | 947.9676 | 144265.2362
5 | 11 | 10 | 891 | 101 | 20.1 | 1.7 | 910.333 | 45.392 | 5088.72 | 4895.837 | 0.9956 | 995.5992 | 151513.9892
5 | 11 | 11 | 904 | 105 | 21.8 | 4.2 | 1011.097 | 43.411 | 5718.063 | 5497.764 | 1.0262 | 1026.1582 | 156164.561
5 | 11 | 12 | 916 | 103 | 22.9 | 4.7 | 1050.376 | 44.368 | 5911.889 | 5682.768 | 1.037 | 1037.0419 | 157820.8856
5 | 11 | 13 | 908 | 106 | 23.5 | 3.6 | 1017.369 | 46.588 | 5659.532 | 5441.862 | 1.0368 | 1036.7824 | 157781.3952
5 | 11 | 14 | 898 | 102 | 23.7 | 4.7 | 920.057 | 42.619 | 5217.542 | 5019.2 | 1.0348 | 1034.7623 | 157473.9689
5 | 11 | 15 | 883 | 92 | 24.5 | 5.6 | 765.209 | 38.653 | 4399.03 | 4234.039 | 1.042 | 1041.9838 | 158572.9671
5 | 11 | 16 | 820 | 91 | 24.2 | 5.6 | 559.843 | 34.412 | 3208.373 | 3086.234 | 1.065 | 1065.0077 | 162076.8294
5 | 11 | 17 | 711 | 88 | 23.7 | 6.1 | 328.521 | 29.092 | 1780.656 | 1701.053 | 1.0819 | 1081.9337 | 164652.6923
5 | 11 | 18 | 533 | 76 | 22.2 | 4.7 | 118.277 | 23.905 | 555.502 | 504.708 | 1.0624 | 1062.4043 | 161680.6336
5 | 11 | 19 | 324 | 48 | 18.4 | 4.7 | 37.516 | 18.022 | 239.92 | 195.396 | 1.0317 | 1031.7436 | 157014.5673
5 | 11 | 20 | 2 | 12 | 16 | 4.7 | 10.854 | 14.894 | 70.401 | 29.05 | 1.0146 | 1014.5937 | 154404.632
5 | 11 | 21 | 0 | 0 | 14.9 | 4.7 | 0 | 14.9 | 0 | 0 | 1.0137 | 1013.7104 | 154270.2184
5 | 11 | 22 | 0 | 0 | 13.2 | 4.2 | 0 | 13.2 | 0 | 0 | 0.97114 | 971.1416 | 147791.9323
5 | 11 | 23 | 0 | 0 | 12.3 | 4.2 | 0 | 12.3 | 0 | 0 | 0.84563 | 845.6264 | 128690.5725
5 | 12 | 0 | 0 | 0 | 9.8 | 1.9 | 0 | 9.8 | 0 | 0 | 0.73518 | 735.1754 | 111881.7284
5 | 12 | 1 | 0 | 0 | 9.1 | 4.7 | 0 | 9.1 | 0 | 0 | 0.67162 | 671.6173 | 102209.2085
5 | 12 | 2 | 0 | 0 | 8.8 | 4.2 | 0 | 8.8 | 0 | 0 | 0.6383 | 638.3034 | 97139.3807
5 | 12 | 3 | 0 | 0 | 8.7 | 3.6 | 0 | 8.7 | 0 | 0 | 0.6234 | 623.4003 | 94871.3721
5 | 12 | 4 | 1 | 8 | 7.1 | 3.1 | 7.236 | 5.45 | 48.923 | 7.964 | 0.62466 | 624.6556 | 95062.4123
5 | 12 | 5 | 229 | 40 | 9.6 | 3.1 | 31.048 | 8.566 | 207.102 | 163.203 | 0.64184 | 641.8389 | 97677.4314
5 | 12 | 6 | 504 | 74 | 12.8 | 4.2 | 110.98 | 13.732 | 548.658 | 498.005 | 0.70748 | 707.4786 | 107666.7178
5 | 12 | 7 | 554 | 112 | 14.2 | 3.6 | 295.33 | 19.623 | 1698.119 | 1620.681 | 0.81183 | 811.8321 | 123547.6288
5 | 12 | 8 | 359 | 201 | 16.8 | 2.5 | 397.446 | 26.002 | 2400.658 | 2303.769 | 0.88384 | 883.8358 | 134505.4158
5 | 12 | 9 | 252 | 289 | 18.8 | 3.6 | 485.436 | 29.136 | 2936.609 | 2823.311 | 0.94797 | 947.9676 | 144265.2362
5 | 12 | 10 | 151 | 325 | 20 | 6.1 | 465.837 | 27.634 | 2847.309 | 2736.839 | 0.9956 | 995.5992 | 151513.9892
5 | 12 | 11 | 42 | 305 | 20.3 | 7.2 | 339.579 | 25.155 | 2101.098 | 2012.789 | 1.0262 | 1026.1582 | 156164.561
5 | 12 | 12 | 19 | 297 | 20.4 | 6.7 | 293.641 | 24.591 | 1821.72 | 1741.029 | 1.037 | 1037.0419 | 157820.8856
5 | 12 | 13 | 77 | 336 | 19.1 | 5.3 | 406.741 | 26.015 | 2506.453 | 2406.432 | 1.0368 | 1036.7824 | 157781.3952
5 | 12 | 14 | 96 | 304 | 18.1 | 1.7 | 380.827 | 28.375 | 2319.799 | 2225.268 | 1.0348 | 1034.7623 | 157473.9689
5 | 12 | 15 | 14 | 164 | 17.7 | 1.9 | 156.845 | 21.485 | 986.627 | 926.506 | 1.042 | 1041.9838 | 158572.9671
5 | 12 | 16 | 6 | 99 | 15.7 | 6.7 | 90.408 | 16.26 | 581.968 | 530.627 | 1.065 | 1065.0077 | 162076.8294
5 | 12 | 17 | 5 | 63 | 13.4 | 7.8 | 56.845 | 13.309 | 369.711 | 322.665 | 1.0819 | 1081.9337 | 164652.6923
5 | 12 | 18 | 5 | 30 | 12.8 | 5.3 | 26.672 | 12.059 | 173.397 | 130.134 | 1.0624 | 1062.4043 | 161680.6336
5 | 12 | 19 | 11 | 5 | 12.8 | 4.2 | 4.225 | 11.401 | 27.832 | 0 | 1.0317 | 1031.7436 | 157014.5673
5 | 12 | 20 | 0 | 1 | 13.1 | 3.1 | 0.905 | 11.38 | 5.959 | 0 | 1.0146 | 1014.5937 | 154404.632
5 | 12 | 21 | 0 | 0 | 13.1 | 3.1 | 0 | 13.1 | 0 | 0 | 1.0137 | 1013.7104 | 154270.2184
5 | 12 | 22 | 0 | 0 | 12.9 | 3.6 | 0 | 12.9 | 0 | 0 | 0.97114 | 971.1416 | 147791.9323
5 | 12 | 23 | 0 | 0 | 13 | 5.6 | 0 | 13 | 0 | 0 | 0.84563 | 845.6264 | 128690.5725
5 | 13 | 0 | 0 | 0 | 12.2 | 4.7 | 0 | 12.2 | 0 | 0 | 0.73518 | 735.1754 | 111881.7284
5 | 13 | 1 | 0 | 0 | 11.9 | 3.6 | 0 | 11.9 | 0 | 0 | 0.67162 | 671.6173 | 102209.2085
5 | 13 | 2 | 0 | 0 | 11.8 | 3.6 | 0 | 11.8 | 0 | 0 | 0.6383 | 638.3034 | 97139.3807
5 | 13 | 3 | 0 | 0 | 12.5 | 3.6 | 0 | 12.5 | 0 | 0 | 0.6234 | 623.4003 | 94871.3721
5 | 13 | 4 | 0 | 1 | 12.3 | 5.3 | 0.905 | 10.976 | 5.97 | 0 | 0.62466 | 624.6556 | 95062.4123
5 | 13 | 5 | 0 | 5 | 11.9 | 6.7 | 4.341 | 10.816 | 28.668 | 0 | 0.64184 | 641.8389 | 97677.4314
5 | 13 | 6 | 1 | 14 | 10.9 | 5.3 | 12.281 | 9.782 | 81.129 | 39.581 | 0.70748 | 707.4786 | 107666.7178
5 | 13 | 7 | 2 | 32 | 11.3 | 7.2 | 28.606 | 10.657 | 188.409 | 144.864 | 0.81183 | 811.8321 | 123547.6288
5 | 13 | 8 | 4 | 65 | 11.5 | 7.8 | 59.183 | 11.369 | 389.361 | 341.926 | 0.88384 | 883.8358 | 134505.4158
5 | 13 | 9 | 4 | 73 | 11.4 | 7.2 | 67.071 | 11.416 | 441.635 | 393.158 | 0.94797 | 947.9676 | 144265.2362
5 | 13 | 10 | 2 | 46 | 11.5 | 9.2 | 42.173 | 11.184 | 278.073 | 232.816 | 0.9956 | 995.5992 | 151513.9892
5 | 13 | 11 | 2 | 67 | 11 | 11.9 | 60.922 | 10.931 | 402.167 | 354.479 | 1.0262 | 1026.1582 | 156164.561
5 | 13 | 12 | 4 | 111 | 10.1 | 11.4 | 102.376 | 10.521 | 677.051 | 623.717 | 1.037 | 1037.0419 | 157820.8856
5 | 13 | 13 | 4 | 101 | 9.7 | 11.4 | 93.129 | 10.033 | 617.216 | 565.141 | 1.0368 | 1036.7824 | 157781.3952
5 | 13 | 14 | 3 | 86 | 9.4 | 11.4 | 78.342 | 9.552 | 520.282 | 470.211 | 1.0348 | 1034.7623 | 157473.9689
5 | 13 | 15 | 3 | 69 | 9.3 | 11.4 | 62.816 | 9.261 | 417.591 | 369.595 | 1.042 | 1041.9838 | 158572.9671
5 | 13 | 16 | 2 | 44 | 9.2 | 10.8 | 39.628 | 8.868 | 263.695 | 218.715 | 1.065 | 1065.0077 | 162076.8294
5 | 13 | 17 | 2 | 31 | 9.2 | 11.4 | 27.742 | 8.727 | 184.26 | 140.793 | 1.0819 | 1081.9337 | 164652.6923
5 | 13 | 18 | 2 | 19 | 8.9 | 11.9 | 16.752 | 8.309 | 111.133 | 69.032 | 1.0624 | 1062.4043 | 161680.6336
5 | 13 | 19 | 1 | 6 | 8.6 | 11.4 | 5.212 | 7.848 | 34.875 | 0 | 1.0317 | 1031.7436 | 157014.5673
5 | 13 | 20 | 0 | 1 | 8.3 | 11.9 | 0.905 | 7.514 | 6.061 | 0 | 1.0146 | 1014.5937 | 154404.632
5 | 13 | 21 | 0 | 0 | 8.2 | 10.3 | 0 | 8.2 | 0 | 0 | 1.0137 | 1013.7104 | 154270.2184
5 | 13 | 22 | 0 | 0 | 8 | 12.8 | 0 | 8 | 0 | 0 | 0.97114 | 971.1416 | 147791.9323
5 | 13 | 23 | 0 | 0 | 7.8 | 10.3 | 0 | 7.8 | 0 | 0 | 0.84563 | 845.6264 | 128690.5725
5 | 14 | 0 | 0 | 0 | 7.4 | 11.4 | 0 | 7.4 | 0 | 0 | 0.73518 | 735.1754 | 111881.7284
5 | 14 | 1 | 0 | 0 | 7.3 | 9.2 | 0 | 7.3 | 0 | 0 | 0.67162 | 671.6173 | 102209.2085
5 | 14 | 2 | 0 | 0 | 7.1 | 9.2 | 0 | 7.1 | 0 | 0 | 0.6383 | 638.3034 | 97139.3807
5 | 14 | 3 | 0 | 0 | 6.7 | 10.8 | 0 | 6.7 | 0 | 0 | 0.6234 | 623.4003 | 94871.3721
5 | 14 | 4 | 0 | 5 | 6.4 | 9.7 | 4.523 | 5.527 | 30.567 | 0 | 0.62466 | 624.6556 | 95062.4123
5 | 14 | 5 | 10 | 24 | 6.2 | 8.6 | 21.164 | 5.488 | 143.069 | 100.374 | 0.64184 | 641.8389 | 97677.4314
5 | 14 | 6 | 4 | 51 | 6 | 8.6 | 45.005 | 5.637 | 302.577 | 256.846 | 0.70748 | 707.4786 | 107666.7178
5 | 14 | 7 | 7 | 91 | 5.9 | 10.3 | 82.071 | 6.061 | 551.06 | 500.357 | 0.81183 | 811.8321 | 123547.6288
5 | 14 | 8 | 17 | 179 | 7 | 8.6 | 168.89 | 8.442 | 1124.664 | 1061.371 | 0.88384 | 883.8358 | 134505.4158
5 | 14 | 9 | 29 | 301 | 8.6 | 10.3 | 297.832 | 11.566 | 1959.286 | 1874.89 | 0.94797 | 947.9676 | 144265.2362
5 | 14 | 10 | 76 | 455 | 9.5 | 8.3 | 523.713 | 16.313 | 3374.467 | 3246.753 | 0.9956 | 995.5992 | 151513.9892
5 | 14 | 11 | 79 | 476 | 10.4 | 9.7 | 560.514 | 17.19 | 3598.003 | 3462.58 | 1.0262 | 1026.1582 | 156164.561
5 | 14 | 12 | 20 | 341 | 11.2 | 7.2 | 337.993 | 16.024 | 2181.148 | 2090.587 | 1.037 | 1037.0419 | 157820.8856
5 | 14 | 13 | 17 | 315 | 10.9 | 6.1 | 308.361 | 15.498 | 1994.627 | 1909.264 | 1.0368 | 1036.7824 | 157781.3952
5 | 14 | 14 | 80 | 386 | 11.8 | 4.2 | 452.461 | 20.665 | 2857.969 | 2747.163 | 1.0348 | 1034.7623 | 157473.9689
5 | 14 | 15 | 314 | 326 | 13.2 | 5.3 | 569.756 | 23.375 | 3541.527 | 3408.074 | 1.042 | 1041.9838 | 158572.9671
5 | 14 | 16 | 476 | 179 | 13.5 | 1.1 | 451.173 | 28.03 | 2691.599 | 2585.971 | 1.065 | 1065.0077 | 162076.8294
5 | 14 | 17 | 456 | 124 | 14.6 | 3.6 | 273.831 | 20.318 | 1590.552 | 1515.885 | 1.0819 | 1081.9337 | 164652.6923
5 | 14 | 18 | 356 | 90 | 13.6 | 1.9 | 111.146 | 15.693 | 591.026 | 539.497 | 1.0624 | 1062.4043 | 161680.6336
5 | 14 | 19 | 239 | 45 | 11.5 | 1.1 | 34.792 | 10.725 | 229.886 | 185.554 | 1.0317 | 1031.7436 | 157014.5673
5 | 14 | 20 | 2 | 12 | 10.2 | 3.6 | 10.854 | 8.828 | 72.317 | 30.931 | 1.0146 | 1014.5937 | 154404.632
5 | 14 | 21 | 0 | 0 | 7 | 2.5 | 0 | 7 | 0 | 0 | 1.0137 | 1013.7104 | 154270.2184
5 | 14 | 22 | 0 | 0 | 6 | 1.9 | 0 | 6 | 0 | 0 | 0.97114 | 971.1416 | 147791.9323
5 | 14 | 23 | 0 | 0 | 4.5 | 3.6 | 0 | 4.5 | 0 | 0 | 0.84563 | 845.6264 | 128690.5725
5 | 15 | 0 | 0 | 0 | 4.1 | 2.5 | 0 | 4.1 | 0 | 0 | 0.73518 | 735.1754 | 111881.7284
5 | 15 | 1 | 0 | 0 | 3.7 | 1.9 | 0 | 3.7 | 0 | 0 | 0.67162 | 671.6173 | 102209.2085
5 | 15 | 2 | 0 | 0 | 3 | 2.5 | 0 | 3 | 0 | 0 | 0.6383 | 638.3034 | 97139.3807
5 | 15 | 3 | 0 | 0 | 4.3 | 4.2 | 0 | 4.3 | 0 | 0 | 0.6234 | 623.4003 | 94871.3721
5 | 15 | 4 | 1 | 12 | 3.9 | 3.1 | 10.854 | 2.297 | 74.38 | 32.956 | 0.62466 | 624.6556 | 95062.4123
5 | 15 | 5 | 239 | 48 | 5.2 | 3.1 | 37.186 | 4.268 | 252.69 | 207.921 | 0.64184 | 641.8389 | 97677.4314
5 | 15 | 6 | 568 | 64 | 8.1 | 4.2 | 110.091 | 8.973 | 527.942 | 477.714 | 0.70748 | 707.4786 | 107666.7178
5 | 15 | 7 | 789 | 68 | 10.2 | 5.6 | 334.806 | 15.212 | 1913.483 | 1830.331 | 0.81183 | 811.8321 | 123547.6288
5 | 15 | 8 | 862 | 71 | 12 | 5.6 | 558.01 | 21.446 | 3394.361 | 3265.971 | 0.88384 | 883.8358 | 134505.4158
5 | 15 | 9 | 911 | 72 | 13.8 | 5.3 | 761.773 | 27.753 | 4616.932 | 4443.372 | 0.94797 | 947.9676 | 144265.2362
5 | 15 | 10 | 736 | 127 | 15 | 5.6 | 808.503 | 29.645 | 4890.027 | 4705.411 | 0.9956 | 995.5992 | 151513.9892
5 | 15 | 11 | 346 | 221 | 15.6 | 5.6 | 597.544 | 26.471 | 3674.028 | 3535.929 | 1.0262 | 1026.1582 | 156164.561
5 | 15 | 12 | 272 | 273 | 15.6 | 5.3 | 573.689 | 26.088 | 3534.123 | 3400.927 | 1.037 | 1037.0419 | 157820.8856
5 | 15 | 13 | 459 | 248 | 15.7 | 6.1 | 738.27 | 28.138 | 4503.476 | 4334.405 | 1.0368 | 1036.7824 | 157781.3952
5 | 15 | 14 | 473 | 209 | 15.5 | 4.2 | 660.475 | 29.674 | 3995.526 | 3845.809 | 1.0348 | 1034.7623 | 157473.9689
5 | 15 | 15 | 481 | 237 | 15.8 | 2.5 | 615.689 | 31.416 | 3677.735 | 3539.505 | 1.042 | 1041.9838 | 158572.9671
5 | 15 | 16 | 510 | 191 | 17.4 | 3.6 | 481.693 | 28.143 | 2872.07 | 2760.819 | 1.065 | 1065.0077 | 162076.8294
5 | 15 | 17 | 581 | 108 | 17.1 | 2.5 | 305.071 | 24.527 | 1715.798 | 1637.899 | 1.0819 | 1081.9337 | 164652.6923
5 | 15 | 18 | 610 | 70 | 16.5 | 1.1 | 123.167 | 19.685 | 566.405 | 515.387 | 1.0624 | 1062.4043 | 161680.6336
5 | 15 | 19 | 357 | 46 | 13 | 1.7 | 38.606 | 12.47 | 253.127 | 208.35 | 1.0317 | 1031.7436 | 157014.5673
5 | 15 | 20 | 2 | 13 | 9.8 | 1.9 | 11.759 | 8.126 | 78.584 | 37.083 | 1.0146 | 1014.5937 | 154404.632
5 | 15 | 21 | 0 | 0 | 8.5 | 3.6 | 0 | 8.5 | 0 | 0 | 1.0137 | 1013.7104 | 154270.2184
5 | 15 | 22 | 0 | 0 | 7.7 | 3.1 | 0 | 7.7 | 0 | 0 | 0.97114 | 971.1416 | 147791.9323
5 | 15 | 23 | 0 | 0 | 8 | 3.6 | 0 | 8 | 0 | 0 | 0.84563 | 845.6264 | 128690.5725
5 | 16 | 0 | 0 | 0 | 7.3 | 2.5 | 0 | 7.3 | 0 | 0 | 0.73518 | 735.1754 | 111881.7284
5 | 16 | 1 | 0 | 0 | 7.1 | 4.2 | 0 | 7.1 | 0 | 0 | 0.67162 | 671.6173 | 102209.2085
5 | 16 | 2 | 0 | 0 | 6.4 | 4.2 | 0 | 6.4 | 0 | 0 | 0.6383 | 638.3034 | 97139.3807
5 | 16 | 3 | 0 | 0 | 6.2 | 3.1 | 0 | 6.2 | 0 | 0 | 0.6234 | 623.4003 | 94871.3721
5 | 16 | 4 | 6 | 9 | 6.2 | 4.2 | 8.141 | 4.776 | 55.198 | 14.125 | 0.62466 | 624.6556 | 95062.4123
5 | 16 | 5 | 350 | 45 | 8 | 3.6 | 37.716 | 7.162 | 253.114 | 208.338 | 0.64184 | 641.8389 | 97677.4314
5 | 16 | 6 | 563 | 69 | 10.1 | 4.2 | 114.562 | 11.092 | 553.274 | 502.526 | 0.70748 | 707.4786 | 107666.7178
5 | 16 | 7 | 721 | 81 | 11.5 | 5.6 | 323.696 | 16.326 | 1854.663 | 1773.093 | 0.81183 | 811.8321 | 123547.6288
5 | 16 | 8 | 808 | 89 | 14 | 5.3 | 548.822 | 23.59 | 3311.057 | 3185.487 | 0.88384 | 883.8358 | 134505.4158
5 | 16 | 9 | 863 | 93 | 16.6 | 5.3 | 748.693 | 30.31 | 4483.845 | 4315.545 | 0.94797 | 947.9676 | 144265.2362
5 | 16 | 10 | 896 | 96 | 17.7 | 8.3 | 909.084 | 30.569 | 5473.3 | 5263.886 | 0.9956 | 995.5992 | 151513.9892
5 | 16 | 11 | 902 | 104 | 19.5 | 8.3 | 1007.071 | 33.947 | 5972.601 | 5740.68 | 1.0262 | 1026.1582 | 156164.561
5 | 16 | 12 | 737 | 179 | 20 | 8.6 | 968.985 | 33.664 | 5755.629 | 5533.634 | 1.037 | 1037.0419 | 157820.8856
5 | 16 | 13 | 265 | 260 | 19 | 8.3 | 542.245 | 26.764 | 3329.462 | 3203.272 | 1.0368 | 1036.7824 | 157781.3952
5 | 16 | 14 | 148 | 265 | 17.9 | 6.1 | 399.939 | 24.433 | 2481.643 | 2382.361 | 1.0348 | 1034.7623 | 157473.9689
5 | 16 | 15 | 264 | 323 | 18.1 | 8.3 | 528.76 | 25.168 | 3260.419 | 3136.547 | 1.042 | 1041.9838 | 158572.9671
5 | 16 | 16 | 175 | 261 | 17.8 | 7.2 | 346.908 | 22.803 | 2146.894 | 2057.301 | 1.065 | 1065.0077 | 162076.8294
5 | 16 | 17 | 55 | 140 | 17.1 | 6.1 | 143.072 | 18.885 | 894.165 | 836.118 | 1.0819 | 1081.9337 | 164652.6923
5 | 16 | 18 | 4 | 51 | 16.2 | 5.3 | 45.033 | 15.987 | 289.21 | 243.738 | 1.0624 | 1062.4043 | 161680.6336
5 | 16 | 19 | 9 | 41 | 15.4 | 6.1 | 34.531 | 14.873 | 223.993 | 179.773 | 1.0317 | 1031.7436 | 157014.5673
5 | 16 | 20 | 0 | 11 | 14.5 | 5.6 | 9.95 | 13.464 | 64.948 | 23.697 | 1.0146 | 1014.5937 | 154404.632
5 | 16 | 21 | 0 | 0 | 14.4 | 5.6 | 0 | 14.4 | 0 | 0 | 1.0137 | 1013.7104 | 154270.2184
5 | 16 | 22 | 0 | 0 | 13 | 5.3 | 0 | 13 | 0 | 0 | 0.97114 | 971.1416 | 147791.9323
5 | 16 | 23 | 0 | 0 | 12.8 | 5.6 | 0 | 12.8 | 0 | 0 | 0.84563 | 845.6264 | 128690.5725
5 | 17 | 0 | 0 | 0 | 12.2 | 4.7 | 0 | 12.2 | 0 | 0 | 0.73518 | 735.1754 | 111881.7284
5 | 17 | 1 | 0 | 0 | 11.2 | 5.3 | 0 | 11.2 | 0 | 0 | 0.67162 | 671.6173 | 102209.2085
5 | 17 | 2 | 0 | 0 | 11 | 4.7 | 0 | 11 | 0 | 0 | 0.6383 | 638.3034 | 97139.3807
5 | 17 | 3 | 0 | 0 | 10.7 | 4.7 | 0 | 10.7 | 0 | 0 | 0.6234 | 623.4003 | 94871.3721
5 | 17 | 4 | 5 | 8 | 10.3 | 4.7 | 7.236 | 8.992 | 48.177 | 7.232 | 0.62466 | 624.6556 | 95062.4123
5 | 17 | 5 | 192 | 50 | 9.5 | 4.2 | 38.957 | 8.774 | 259.616 | 214.715 | 0.64184 | 641.8389 | 97677.4314
5 | 17 | 6 | 412 | 96 | 11.3 | 5.6 | 120.404 | 12.271 | 642.04 | 589.445 | 0.70748 | 707.4786 | 107666.7178
5 | 17 | 7 | 698 | 93 | 14.6 | 6.7 | 327.778 | 19.032 | 1865.702 | 1783.836 | 0.81183 | 811.8321 | 123547.6288
5 | 17 | 8 | 809 | 83 | 16.7 | 6.1 | 543.399 | 25.445 | 3248.954 | 3125.465 | 0.88384 | 883.8358 | 134505.4158
5 | 17 | 9 | 855 | 89 | 18.4 | 6.7 | 738.543 | 30.129 | 4426.801 | 4260.73 | 0.94797 | 947.9676 | 144265.2362
5 | 17 | 10 | 773 | 141 | 19.5 | 8.3 | 855.886 | 31.614 | 5127.69 | 4933.164 | 0.9956 | 995.5992 | 151513.9892
5 | 17 | 11 | 702 | 214 | 20.9 | 8.3 | 945.962 | 34.436 | 5596.872 | 5381.998 | 1.0262 | 1026.1582 | 156164.561
5 | 17 | 12 | 639 | 273 | 20.9 | 8.3 | 966.715 | 34.813 | 5709.809 | 5489.881 | 1.037 | 1037.0419 | 157820.8856
5 | 17 | 13 | 301 | 366 | 21.7 | 9.7 | 690.913 | 30.652 | 4164.168 | 4008.161 | 1.0368 | 1036.7824 | 157781.3952
5 | 17 | 14 | 265 | 368 | 21.6 | 10.3 | 625.683 | 29.184 | 3795.63 | 3653.194 | 1.0348 | 1034.7623 | 157473.9689
5 | 17 | 15 | 352 | 261 | 22.6 | 9.2 | 531.731 | 29.476 | 3208.772 | 3086.62 | 1.042 | 1041.9838 | 158572.9671
5 | 17 | 16 | 325 | 172 | 22.2 | 10.3 | 352.059 | 26.228 | 2124.833 | 2035.859 | 1.065 | 1065.0077 | 162076.8294
5 | 17 | 17 | 446 | 118 | 18.9 | 8.6 | 265.798 | 22.048 | 1531.562 | 1458.392 | 1.0819 | 1081.9337 | 164652.6923
5 | 17 | 18 | 341 | 103 | 19 | 6.1 | 121.274 | 20.326 | 646.224 | 593.54 | 1.0624 | 1062.4043 | 161680.6336
5 | 17 | 19 | 221 | 46 | 17.6 | 6.1 | 35.358 | 17.215 | 226.947 | 182.67 | 1.0317 | 1031.7436 | 157014.5673
5 | 17 | 20 | 5 | 6 | 16.5 | 6.1 | 5.427 | 15.465 | 35.11 | 0 | 1.0146 | 1014.5937 | 154404.632
5 | 17 | 21 | 0 | 0 | 15.5 | 5.6 | 0 | 15.5 | 0 | 0 | 1.0137 | 1013.7104 | 154270.2184
5 | 17 | 22 | 0 | 0 | 15.5 | 6.7 | 0 | 15.5 | 0 | 0 | 0.97114 | 971.1416 | 147791.9323
5 | 17 | 23 | 0 | 0 | 13.9 | 5.6 | 0 | 13.9 | 0 | 0 | 0.84563 | 845.6264 | 128690.5725
5 | 18 | 0 | 0 | 0 | 13.3 | 7.2 | 0 | 13.3 | 0 | 0 | 0.73518 | 735.1754 | 111881.7284
5 | 18 | 1 | 0 | 0 | 12 | 6.1 | 0 | 12 | 0 | 0 | 0.67162 | 671.6173 | 102209.2085
5 | 18 | 2 | 0 | 0 | 10.8 | 6.1 | 0 | 10.8 | 0 | 0 | 0.6383 | 638.3034 | 97139.3807
5 | 18 | 3 | 0 | 0 | 9.8 | 5.3 | 0 | 9.8 | 0 | 0 | 0.6234 | 623.4003 | 94871.3721
5 | 18 | 4 | 5 | 9 | 9.3 | 5.3 | 8.141 | 8.088 | 54.413 | 13.355 | 0.62466 | 624.6556 | 95062.4123
5 | 18 | 5 | 183 | 52 | 10.2 | 6.1 | 40.385 | 9.671 | 268.079 | 223.015 | 0.64184 | 641.8389 | 97677.4314
5 | 18 | 6 | 310 | 97 | 11.6 | 5.6 | 111.198 | 12.406 | 617.431 | 565.352 | 0.70748 | 707.4786 | 107666.7178
5 | 18 | 7 | 352 | 148 | 14.5 | 6.7 | 255.14 | 17.72 | 1522.054 | 1449.124 | 0.81183 | 811.8321 | 123547.6288
5 | 18 | 8 | 562 | 167 | 15.6 | 6.7 | 485.163 | 22.797 | 2958.895 | 2844.885 | 0.88384 | 883.8358 | 134505.4158
5 | 18 | 9 | 839 | 97 | 17.6 | 5.6 | 735.033 | 30.536 | 4397.668 | 4232.73 | 0.94797 | 947.9676 | 144265.2362
5 | 18 | 10 | 870 | 96 | 18 | 5.6 | 885.646 | 34.025 | 5243.266 | 5043.824 | 0.9956 | 995.5992 | 151513.9892
5 | 18 | 11 | 667 | 185 | 20.3 | 7.2 | 880.493 | 34.121 | 5217.565 | 5019.222 | 1.0262 | 1026.1582 | 156164.561
5 | 18 | 12 | 295 | 297 | 20.3 | 9.2 | 621.937 | 28.56 | 3786.59 | 3644.479 | 1.037 | 1037.0419 | 157820.8856
5 | 18 | 13 | 156 | 335 | 19.6 | 7.8 | 498.286 | 26.727 | 3060.177 | 2942.903 | 1.0368 | 1036.7824 | 157781.3952
5 | 18 | 14 | 257 | 391 | 19.5 | 5.6 | 628.134 | 30.526 | 3786.084 | 3643.991 | 1.0348 | 1034.7623 | 157473.9689
5 | 18 | 15 | 202 | 376 | 21.2 | 7.8 | 524.839 | 28.754 | 3184.163 | 3062.826 | 1.042 | 1041.9838 | 158572.9671
5 | 18 | 16 | 63 | 263 | 20.4 | 7.8 | 279.167 | 24.147 | 1727.225 | 1649.027 | 1.065 | 1065.0077 | 162076.8294
5 | 18 | 17 | 44 | 172 | 19.3 | 3.6 | 167.42 | 22.242 | 1036.62 | 975.361 | 1.0819 | 1081.9337 | 164652.6923
5 | 18 | 18 | 14 | 113 | 18.5 | 4.2 | 95.949 | 19.473 | 604.53 | 552.72 | 1.0624 | 1062.4043 | 161680.6336
5 | 18 | 19 | 58 | 60 | 16.9 | 3.1 | 46.069 | 16.597 | 296.527 | 250.913 | 1.0317 | 1031.7436 | 157014.5673
5 | 18 | 20 | 4 | 12 | 16.1 | 4.2 | 10.854 | 14.938 | 70.387 | 29.036 | 1.0146 | 1014.5937 | 154404.632
5 | 18 | 21 | 0 | 0 | 12.7 | 1.9 | 0 | 12.7 | 0 | 0 | 1.0137 | 1013.7104 | 154270.2184
5 | 18 | 22 | 0 | 0 | 11.3 | 0 | 0 | 11.3 | 0 | 0 | 0.97114 | 971.1416 | 147791.9323
5 | 18 | 23 | 0 | 0 | 9.8 | 1.9 | 0 | 9.8 | 0 | 0 | 0.84563 | 845.6264 | 128690.5725
5 | 19 | 0 | 0 | 0 | 8.7 | 2.5 | 0 | 8.7 | 0 | 0 | 0.73518 | 735.1754 | 111881.7284
5 | 19 | 1 | 0 | 0 | 9.2 | 0 | 0 | 9.2 | 0 | 0 | 0.67162 | 671.6173 | 102209.2085
5 | 19 | 2 | 0 | 0 | 7 | 1.1 | 0 | 7 | 0 | 0 | 0.6383 | 638.3034 | 97139.3807
5 | 19 | 3 | 0 | 0 | 6.4 | 0 | 0 | 6.4 | 0 | 0 | 0.6234 | 623.4003 | 94871.3721
5 | 19 | 4 | 2 | 14 | 5.8 | 1.1 | 12.663 | 3.617 | 86.29 | 44.648 | 0.62466 | 624.6556 | 95062.4123
5 | 19 | 5 | 320 | 47 | 7.5 | 1.1 | 36.32 | 6.148 | 244.823 | 200.205 | 0.64184 | 641.8389 | 97677.4314
5 | 19 | 6 | 544 | 71 | 11.8 | 0 | 115.822 | 13.871 | 558.872 | 508.009 | 0.70748 | 707.4786 | 107666.7178
5 | 19 | 7 | 618 | 93 | 12.2 | 1.1 | 301.434 | 20.069 | 1715.808 | 1637.909 | 0.81183 | 811.8321 | 123547.6288
5 | 19 | 8 | 302 | 197 | 12.4 | 2.5 | 361.6 | 20.744 | 2242.464 | 2150.158 | 0.88384 | 883.8358 | 134505.4158
5 | 19 | 9 | 57 | 285 | 13 | 3.6 | 313.042 | 19.403 | 1986.827 | 1901.679 | 0.94797 | 947.9676 | 144265.2362
5 | 19 | 10 | 31 | 302 | 12.8 | 3.6 | 318.978 | 19.226 | 2028.41 | 1942.118 | 0.9956 | 995.5992 | 151513.9892
5 | 19 | 11 | 7 | 206 | 14.7 | 2.5 | 192.907 | 18.806 | 1229.247 | 1163.49 | 1.0262 | 1026.1582 | 156164.561
5 | 19 | 12 | 22 | 210 | 17.8 | 1.9 | 223.008 | 22.74 | 1395.532 | 1325.751 | 1.037 | 1037.0419 | 157820.8856
5 | 19 | 13 | 314 | 311 | 18.6 | 3.1 | 644.156 | 32.711 | 3843.742 | 3699.571 | 1.0368 | 1036.7824 | 157781.3952
5 | 19 | 14 | 841 | 156 | 18.6 | 4.2 | 933.949 | 38.231 | 5416.115 | 5209.204 | 1.0348 | 1034.7623 | 157473.9689
5 | 19 | 15 | 855 | 168 | 19.3 | 3.6 | 831.805 | 38.339 | 4794.201 | 4613.504 | 1.042 | 1041.9838 | 158572.9671
5 | 19 | 16 | 779 | 143 | 20.7 | 1.9 | 591.57 | 37.462 | 3352.475 | 3225.507 | 1.065 | 1065.0077 | 162076.8294
5 | 19 | 17 | 622 | 104 | 20.3 | 2.5 | 317.088 | 28.333 | 1747.957 | 1669.216 | 1.0819 | 1081.9337 | 164652.6923
5 | 19 | 18 | 544 | 73 | 19.5 | 1.9 | 121.37 | 22.108 | 568.138 | 517.084 | 1.0624 | 1062.4043 | 161680.6336
5 | 19 | 19 | 419 | 43 | 16.9 | 1.9 | 35.039 | 16.353 | 225.778 | 181.524 | 1.0317 | 1031.7436 | 157014.5673
5 | 19 | 20 | 4 | 14 | 14.1 | 1.9 | 12.663 | 12.534 | 83.004 | 41.422 | 1.0146 | 1014.5937 | 154404.632
5 | 19 | 21 | 0 | 1 | 13 | 2.5 | 0 | 13 | 0 | 0 | 1.0137 | 1013.7104 | 154270.2184
5 | 19 | 22 | 0 | 0 | 12 | 2.5 | 0 | 12 | 0 | 0 | 0.97114 | 971.1416 | 147791.9323
5 | 19 | 23 | 0 | 0 | 9.5 | 1.9 | 0 | 9.5 | 0 | 0 | 0.84563 | 845.6264 | 128690.5725
5 | 20 | 0 | 0 | 0 | 9.5 | 2.5 | 0 | 9.5 | 0 | 0 | 0.73518 | 735.1754 | 111881.7284
5 | 20 | 1 | 0 | 0 | 8.5 | 1.9 | 0 | 8.5 | 0 | 0 | 0.67162 | 671.6173 | 102209.2085
5 | 20 | 2 | 0 | 0 | 7.3 | 1.1 | 0 | 7.3 | 0 | 0 | 0.6383 | 638.3034 | 97139.3807
5 | 20 | 3 | 0 | 1 | 7.4 | 1.7 | 0 | 7.4 | 0 | 0 | 0.6234 | 623.4003 | 94871.3721
5 | 20 | 4 | 7 | 12 | 7.7 | 1.9 | 10.854 | 5.86 | 73.255 | 31.852 | 0.62466 | 624.6556 | 95062.4123
5 | 20 | 5 | 311 | 48 | 10.9 | 1.9 | 37.031 | 9.864 | 245.609 | 200.976 | 0.64184 | 641.8389 | 97677.4314
5 | 20 | 6 | 487 | 74 | 12.5 | 1.9 | 112.949 | 13.753 | 560.315 | 509.422 | 0.70748 | 707.4786 | 107666.7178
5 | 20 | 7 | 669 | 89 | 17.1 | 2.5 | 315.118 | 23.712 | 1756.907 | 1677.931 | 0.81183 | 811.8321 | 123547.6288
5 | 20 | 8 | 774 | 94 | 18.7 | 3.6 | 535.621 | 29.968 | 3137.772 | 3017.963 | 0.88384 | 883.8358 | 134505.4158
5 | 20 | 9 | 857 | 89 | 20.1 | 4.7 | 739.929 | 34.623 | 4339.171 | 4176.495 | 0.94797 | 947.9676 | 144265.2362
5 | 20 | 10 | 910 | 84 | 21.8 | 3.6 | 907.767 | 41.994 | 5163.838 | 4967.782 | 0.9956 | 995.5992 | 151513.9892
5 | 20 | 11 | 930 | 84 | 23.2 | 4.2 | 1011.454 | 44.772 | 5679.962 | 5461.376 | 1.0262 | 1026.1582 | 156164.561
5 | 20 | 12 | 932 | 86 | 24 | 1.7 | 1045.482 | 53.225 | 5614.833 | 5399.16 | 1.037 | 1037.0419 | 157820.8856
5 | 20 | 13 | 931 | 86 | 24.7 | 4.7 | 1016.177 | 45.553 | 5683.464 | 5464.721 | 1.0368 | 1036.7824 | 157781.3952
5 | 20 | 14 | 927 | 83 | 24.8 | 3.1 | 924.729 | 46.864 | 5129.855 | 4935.237 | 1.0348 | 1034.7623 | 157473.9689
5 | 20 | 15 | 890 | 87 | 25.1 | 4.7 | 766.45 | 40.841 | 4358.25 | 4194.837 | 1.042 | 1041.9838 | 158572.9671
5 | 20 | 16 | 822 | 92 | 25.2 | 1.9 | 565.09 | 40.973 | 3137.14 | 3017.353 | 1.065 | 1065.0077 | 162076.8294
5 | 20 | 17 | 740 | 86 | 24.8 | 3.1 | 341.263 | 32.731 | 1821.756 | 1741.064 | 1.0819 | 1081.9337 | 164652.6923
5 | 20 | 18 | 581 | 71 | 24.1 | 2.5 | 124.323 | 26.648 | 560.495 | 509.599 | 1.0624 | 1062.4043 | 161680.6336
5 | 20 | 19 | 261 | 40 | 20.7 | 3.1 | 30.645 | 20.181 | 194.049 | 150.397 | 1.0317 | 1031.7436 | 157014.5673
5 | 20 | 20 | 3 | 8 | 18.4 | 3.1 | 7.236 | 17.021 | 46.486 | 5.572 | 1.0146 | 1014.5937 | 154404.632
5 | 20 | 21 | 0 | 0 | 17.6 | 4.2 | 0 | 17.6 | 0 | 0 | 1.0137 | 1013.7104 | 154270.2184
5 | 20 | 22 | 0 | 0 | 17.1 | 8.6 | 0 | 17.1 | 0 | 0 | 0.97114 | 971.1416 | 147791.9323
5 | 20 | 23 | 0 | 0 | 14.9 | 6.1 | 0 | 14.9 | 0 | 0 | 0.84563 | 845.6264 | 128690.5725
5 | 21 | 0 | 0 | 0 | 13.7 | 8.3 | 0 | 13.7 | 0 | 0 | 0.73518 | 735.1754 | 111881.7284
5 | 21 | 1 | 0 | 0 | 13.9 | 8.3 | 0 | 13.9 | 0 | 0 | 0.67162 | 671.6173 | 102209.2085
5 | 21 | 2 | 0 | 0 | 13.1 | 3.6 | 0 | 13.1 | 0 | 0 | 0.6383 | 638.3034 | 97139.3807
5 | 21 | 3 | 0 | 0 | 12.6 | 4.2 | 0 | 12.6 | 0 | 0 | 0.6234 | 623.4003 | 94871.3721
5 | 21 | 4 | 1 | 1 | 12 | 6.7 | 0.905 | 10.867 | 5.973 | 0 | 0.62466 | 624.6556 | 95062.4123
5 | 21 | 5 | 11 | 9 | 11 | 6.1 | 8.107 | 9.903 | 53.757 | 12.711 | 0.64184 | 641.8389 | 97677.4314
5 | 21 | 6 | 4 | 24 | 11.2 | 4.2 | 21.337 | 10.113 | 139.891 | 97.256 | 0.70748 | 707.4786 | 107666.7178
5 | 21 | 7 | 4 | 46 | 11.4 | 5.6 | 41.575 | 10.892 | 273.198 | 228.035 | 0.81183 | 811.8321 | 123547.6288
5 | 21 | 8 | 5 | 91 | 9.5 | 3.1 | 82.697 | 9.828 | 547.854 | 497.218 | 0.88384 | 883.8358 | 134505.4158
5 | 21 | 9 | 6 | 137 | 9.4 | 4.2 | 125.904 | 10.724 | 831.627 | 774.961 | 0.94797 | 947.9676 | 144265.2362
5 | 21 | 10 | 7 | 189 | 10 | 3.1 | 175.898 | 12.837 | 1151.349 | 1087.432 | 0.9956 | 995.5992 | 151513.9892
5 | 21 | 11 | 20 | 301 | 10.9 | 1.9 | 296.592 | 17.785 | 1898.748 | 1815.993 | 1.0262 | 1026.1582 | 156164.561
5 | 21 | 12 | 141 | 412 | 12.3 | 1.9 | 570.932 | 27.013 | 3501.753 | 3369.678 | 1.037 | 1037.0419 | 157820.8856
5 | 21 | 13 | 366 | 362 | 13.6 | 3.1 | 748.923 | 31.048 | 4505.138 | 4336.002 | 1.0368 | 1036.7824 | 157781.3952
5 | 21 | 14 | 229 | 279 | 14.8 | 1.9 | 499.379 | 29.066 | 3030.985 | 2914.656 | 1.0348 | 1034.7623 | 157473.9689
5 | 21 | 15 | 51 | 173 | 15.5 | 1.1 | 198.748 | 22.004 | 1245.829 | 1179.676 | 1.042 | 1041.9838 | 158572.9671
5 | 21 | 16 | 95 | 202 | 15.3 | 0 | 245.191 | 24.746 | 1507.665 | 1435.097 | 1.065 | 1065.0077 | 162076.8294
5 | 21 | 17 | 117 | 184 | 11.3 | 0 | 205.808 | 19.74 | 1269.889 | 1203.161 | 1.0819 | 1081.9337 | 164652.6923
5 | 21 | 18 | 20 | 90 | 11.7 | 2.5 | 78.547 | 12.48 | 507.481 | 457.671 | 1.0624 | 1062.4043 | 161680.6336
5 | 21 | 19 | 17 | 50 | 10.9 | 5.6 | 40.86 | 10.456 | 270.299 | 225.192 | 1.0317 | 1031.7436 | 157014.5673
5 | 21 | 20 | 5 | 16 | 10.2 | 1.9 | 14.472 | 8.62 | 96.51 | 54.68 | 1.0146 | 1014.5937 | 154404.632
5 | 21 | 21 | 0 | 1 | 8.3 | 1.9 | 0 | 8.3 | 0 | 0 | 1.0137 | 1013.7104 | 154270.2184
5 | 21 | 22 | 0 | 0 | 8.2 | 3.6 | 0 | 8.2 | 0 | 0 | 0.97114 | 971.1416 | 147791.9323
5 | 21 | 23 | 0 | 0 | 7.9 | 2.5 | 0 | 7.9 | 0 | 0 | 0.84563 | 845.6264 | 128690.5725
5 | 22 | 0 | 0 | 0 | 7.7 | 3.6 | 0 | 7.7 | 0 | 0 | 0.73518 | 735.1754 | 111881.7284
5 | 22 | 1 | 0 | 0 | 6.4 | 3.6 | 0 | 6.4 | 0 | 0 | 0.67162 | 671.6173 | 102209.2085
5 | 22 | 2 | 0 | 0 | 6.7 | 2.5 | 0 | 6.7 | 0 | 0 | 0.6383 | 638.3034 | 97139.3807
5 | 22 | 3 | 0 | 1 | 4.9 | 3.1 | 0 | 4.9 | 0 | 0 | 0.6234 | 623.4003 | 94871.3721
5 | 22 | 4 | 8 | 12 | 4.4 | 1.9 | 10.854 | 2.51 | 74.313 | 32.89 | 0.62466 | 624.6556 | 95062.4123
5 | 22 | 5 | 390 | 44 | 5.5 | 2.5 | 35.752 | 4.45 | 242.758 | 198.18 | 0.64184 | 641.8389 | 97677.4314
5 | 22 | 6 | 602 | 64 | 7.3 | 4.7 | 116.892 | 8.252 | 556.406 | 505.593 | 0.70748 | 707.4786 | 107666.7178
5 | 22 | 7 | 789 | 68 | 8.8 | 3.1 | 337.57 | 15.522 | 1931.583 | 1847.94 | 0.81183 | 811.8321 | 123547.6288
5 | 22 | 8 | 812 | 91 | 10.6 | 1.9 | 553.811 | 25.037 | 3319.951 | 3194.081 | 0.88384 | 883.8358 | 134505.4158
5 | 22 | 9 | 604 | 209 | 12 | 3.1 | 680.242 | 27.867 | 4129.626 | 3974.919 | 0.94797 | 947.9676 | 144265.2362
5 | 22 | 10 | 429 | 301 | 12.7 | 1.1 | 712.357 | 35.328 | 4192.834 | 4035.744 | 0.9956 | 995.5992 | 151513.9892
5 | 22 | 11 | 443 | 282 | 13.5 | 3.1 | 755.199 | 31.434 | 4534.295 | 4364.012 | 1.0262 | 1026.1582 | 156164.561
5 | 22 | 12 | 318 | 330 | 13.1 | 1.7 | 679.304 | 32.755 | 4052.929 | 3901.086 | 1.037 | 1037.0419 | 157820.8856
5 | 22 | 13 | 200 | 313 | 13.3 | 1.9 | 533.348 | 28.272 | 3251.498 | 3127.924 | 1.0368 | 1036.7824 | 157781.3952
5 | 22 | 14 | 96 | 261 | 14.6 | 1.7 | 348.258 | 24.476 | 2160.844 | 2070.857 | 1.0348 | 1034.7623 | 157473.9689
5 | 22 | 15 | 15 | 236 | 13 | 3.1 | 224.249 | 17.603 | 1436.182 | 1365.398 | 1.042 | 1041.9838 | 158572.9671
5 | 22 | 16 | 10 | 165 | 12.5 | 4.2 | 151.968 | 14.716 | 985.106 | 925.019 | 1.065 | 1065.0077 | 162076.8294
5 | 22 | 17 | 7 | 137 | 10.5 | 2.5 | 122.227 | 12.239 | 800 | 744.025 | 1.0819 | 1081.9337 | 164652.6923
5 | 22 | 18 | 11 | 104 | 10 | 6.1 | 89.109 | 10.471 | 585.257 | 533.848 | 1.0624 | 1062.4043 | 161680.6336
5 | 22 | 19 | 9 | 32 | 9.6 | 1.7 | 27.894 | 8.549 | 186.072 | 142.571 | 1.0317 | 1031.7436 | 157014.5673
5 | 22 | 20 | 3 | 6 | 9 | 2.5 | 5.427 | 7.255 | 36.407 | 0 | 1.0146 | 1014.5937 | 154404.632
5 | 22 | 21 | 0 | 1 | 8.8 | 7.2 | 0 | 8.8 | 0 | 0 | 1.0137 | 1013.7104 | 154270.2184
5 | 22 | 22 | 0 | 0 | 7.8 | 5.6 | 0 | 7.8 | 0 | 0 | 0.97114 | 971.1416 | 147791.9323
5 | 22 | 23 | 0 | 0 | 7.4 | 4.2 | 0 | 7.4 | 0 | 0 | 0.84563 | 845.6264 | 128690.5725
5 | 23 | 0 | 0 | 0 | 6.8 | 1.9 | 0 | 6.8 | 0 | 0 | 0.73518 | 735.1754 | 111881.7284
5 | 23 | 1 | 0 | 0 | 6.7 | 3.1 | 0 | 6.7 | 0 | 0 | 0.67162 | 671.6173 | 102209.2085
5 | 23 | 2 | 0 | 0 | 6.6 | 3.6 | 0 | 6.6 | 0 | 0 | 0.6383 | 638.3034 | 97139.3807
5 | 23 | 3 | 0 | 1 | 6.3 | 3.6 | 0 | 6.3 | 0 | 0 | 0.6234 | 623.4003 | 94871.3721
5 | 23 | 4 | 0 | 10 | 5.7 | 1.9 | 9.045 | 3.742 | 61.603 | 20.413 | 0.62466 | 624.6556 | 95062.4123
5 | 23 | 5 | 39 | 49 | 5.9 | 2.5 | 40.217 | 4.968 | 272.469 | 227.32 | 0.64184 | 641.8389 | 97677.4314
5 | 23 | 6 | 208 | 114 | 7.7 | 3.1 | 115.01 | 8.8 | 688.818 | 635.234 | 0.70748 | 707.4786 | 107666.7178
5 | 23 | 7 | 433 | 150 | 8.6 | 4.2 | 288.008 | 13.503 | 1740.432 | 1661.889 | 0.81183 | 811.8321 | 123547.6288
5 | 23 | 8 | 510 | 227 | 9.8 | 5.3 | 512.205 | 18.612 | 3196.531 | 3074.784 | 0.88384 | 883.8358 | 134505.4158
5 | 23 | 9 | 379 | 279 | 10.6 | 5.6 | 566.898 | 20.452 | 3568.58 | 3434.185 | 0.94797 | 947.9676 | 144265.2362
5 | 23 | 10 | 127 | 286 | 11.2 | 5.6 | 400.804 | 18.089 | 2561.115 | 2459.455 | 0.9956 | 995.5992 | 151513.9892
5 | 23 | 11 | 50 | 306 | 11.1 | 6.1 | 346.067 | 16.44 | 2228.999 | 2137.078 | 1.0262 | 1026.1582 | 156164.561
5 | 23 | 12 | 90 | 412 | 11.1 | 6.1 | 500.964 | 19.075 | 3188.346 | 3066.871 | 1.037 | 1037.0419 | 157820.8856
5 | 23 | 13 | 162 | 418 | 11.9 | 6.1 | 590.827 | 21.648 | 3715.863 | 3576.28 | 1.0368 | 1036.7824 | 157781.3952
5 | 23 | 14 | 162 | 391 | 12.7 | 5.6 | 541.592 | 22.216 | 3395.91 | 3267.467 | 1.0348 | 1034.7623 | 157473.9689
5 | 23 | 15 | 345 | 298 | 12.4 | 6.1 | 562.904 | 21.717 | 3524.819 | 3391.946 | 1.042 | 1041.9838 | 158572.9671
5 | 23 | 16 | 505 | 172 | 12.9 | 6.1 | 461.84 | 20.487 | 2853.701 | 2743.03 | 1.065 | 1065.0077 | 162076.8294
5 | 23 | 17 | 430 | 140 | 11.4 | 4.7 | 282.004 | 16.519 | 1682.3 | 1605.273 | 1.0819 | 1081.9337 | 164652.6923
5 | 23 | 18 | 190 | 116 | 11.6 | 3.6 | 116.847 | 13.31 | 691.633 | 637.989 | 1.0624 | 1062.4043 | 161680.6336
5 | 23 | 19 | 55 | 52 | 10.2 | 3.1 | 41.556 | 9.73 | 275.779 | 230.566 | 1.0317 | 1031.7436 | 157014.5673
5 | 23 | 20 | 29 | 12 | 8.4 | 1.9 | 10.854 | 6.684 | 72.994 | 31.596 | 1.0146 | 1014.5937 | 154404.632
5 | 23 | 21 | 0 | 1 | 6.2 | 2.5 | 0 | 6.2 | 0 | 0 | 1.0137 | 1013.7104 | 154270.2184
5 | 23 | 22 | 0 | 0 | 6.2 | 2.5 | 0 | 6.2 | 0 | 0 | 0.97114 | 971.1416 | 147791.9323
5 | 23 | 23 | 0 | 0 | 4.4 | 1.1 | 0 | 4.4 | 0 | 0 | 0.84563 | 845.6264 | 128690.5725
5 | 24 | 0 | 0 | 0 | 2.3 | 0 | 0 | 2.3 | 0 | 0 | 0.73518 | 735.1754 | 111881.7284
5 | 24 | 1 | 0 | 0 | 2.4 | 1.9 | 0 | 2.4 | 0 | 0 | 0.67162 | 671.6173 | 102209.2085
5 | 24 | 2 | 0 | 0 | 1.5 | 0 | 0 | 1.5 | 0 | 0 | 0.6383 | 638.3034 | 97139.3807
5 | 24 | 3 | 0 | 1 | 0.3 | 0 | 0 | 0.3 | 0 | 0 | 0.6234 | 623.4003 | 94871.3721
5 | 24 | 4 | 9 | 11 | 1.9 | 1.1 | 9.95 | -0.454 | 68.978 | 27.654 | 0.62466 | 624.6556 | 95062.4123
5 | 24 | 5 | 95 | 67 | 4 | 1.9 | 51.016 | 3.252 | 348.177 | 301.556 | 0.64184 | 641.8389 | 97677.4314
5 | 24 | 6 | 178 | 122 | 5.9 | 2.5 | 118.308 | 7.177 | 726.939 | 672.542 | 0.70748 | 707.4786 | 107666.7178
5 | 24 | 7 | 484 | 141 | 7.6 | 1.9 | 297.369 | 14.31 | 1778.831 | 1699.277 | 0.81183 | 811.8321 | 123547.6288
5 | 24 | 8 | 718 | 134 | 8.9 | 3.1 | 544.328 | 21.016 | 3335.798 | 3209.394 | 0.88384 | 883.8358 | 134505.4158
5 | 24 | 9 | 406 | 272 | 9 | 2.5 | 579.69 | 23.575 | 3595.844 | 3460.497 | 0.94797 | 947.9676 | 144265.2362
5 | 24 | 10 | 107 | 379 | 10 | 4.7 | 465.135 | 19.03 | 2959.849 | 2845.809 | 0.9956 | 995.5992 | 151513.9892
5 | 24 | 11 | 78 | 380 | 10.2 | 3.6 | 450.668 | 19.979 | 2856.29 | 2745.538 | 1.0262 | 1026.1582 | 156164.561
5 | 24 | 12 | 17 | 296 | 10.1 | 6.1 | 289.271 | 14.502 | 1879.538 | 1797.301 | 1.037 | 1037.0419 | 157820.8856
5 | 24 | 13 | 8 | 234 | 9.7 | 6.7 | 220.161 | 12.498 | 1443.331 | 1372.369 | 1.0368 | 1036.7824 | 157781.3952
5 | 24 | 14 | 7 | 201 | 8.3 | 5.6 | 187.03 | 10.734 | 1235.674 | 1169.764 | 1.0348 | 1034.7623 | 157473.9689
5 | 24 | 15 | 7 | 174 | 7.9 | 4.2 | 160.475 | 10.179 | 1062.574 | 1000.718 | 1.042 | 1041.9838 | 158572.9671
5 | 24 | 16 | 6 | 140 | 7.3 | 5.3 | 127.104 | 8.581 | 846.931 | 789.929 | 1.065 | 1065.0077 | 162076.8294
5 | 24 | 17 | 4 | 74 | 7.1 | 4.2 | 66.25 | 7.194 | 443.262 | 394.752 | 1.0819 | 1081.9337 | 164652.6923
5 | 24 | 18 | 3 | 30 | 6.4 | 4.2 | 26.517 | 5.493 | 178.072 | 134.722 | 1.0624 | 1062.4043 | 161680.6336
5 | 24 | 19 | 4 | 12 | 5.9 | 3.6 | 10.661 | 4.443 | 72.394 | 31.007 | 1.0317 | 1031.7436 | 157014.5673
5 | 24 | 20 | 11 | 2 | 5.3 | 3.1 | 1.809 | 3.489 | 12.334 | 0 | 1.0146 | 1014.5937 | 154404.632
5 | 24 | 21 | 0 | 0 | 5.1 | 4.2 | 0 | 5.1 | 0 | 0 | 1.0137 | 1013.7104 | 154270.2184
5 | 24 | 22 | 0 | 0 | 5.1 | 3.6 | 0 | 5.1 | 0 | 0 | 0.97114 | 971.1416 | 147791.9323
5 | 24 | 23 | 0 | 0 | 5.1 | 3.6 | 0 | 5.1 | 0 | 0 | 0.84563 | 845.6264 | 128690.5725
5 | 25 | 0 | 0 | 0 | 5.2 | 3.6 | 0 | 5.2 | 0 | 0 | 0.73518 | 735.1754 | 111881.7284
5 | 25 | 1 | 0 | 0 | 5.2 | 3.1 | 0 | 5.2 | 0 | 0 | 0.67162 | 671.6173 | 102209.2085
5 | 25 | 2 | 0 | 0 | 5.1 | 3.6 | 0 | 5.1 | 0 | 0 | 0.6383 | 638.3034 | 97139.3807
5 | 25 | 3 | 0 | 0 | 5 | 4.7 | 0 | 5 | 0 | 0 | 0.6234 | 623.4003 | 94871.3721
5 | 25 | 4 | 18 | 5 | 5.1 | 4.7 | 4.523 | 3.672 | 30.811 | 0 | 0.62466 | 624.6556 | 95062.4123
5 | 25 | 5 | 4 | 20 | 5.1 | 3.1 | 17.437 | 3.658 | 118.803 | 76.56 | 0.64184 | 641.8389 | 97677.4314
5 | 25 | 6 | 2 | 29 | 5.3 | 3.1 | 25.509 | 4.097 | 172.704 | 129.454 | 0.70748 | 707.4786 | 107666.7178
5 | 25 | 7 | 3 | 64 | 5.4 | 2.5 | 57.066 | 4.964 | 385.628 | 338.267 | 0.81183 | 811.8321 | 123547.6288
5 | 25 | 8 | 5 | 119 | 5.5 | 4.2 | 107.646 | 6.338 | 724.282 | 669.942 | 0.88384 | 883.8358 | 134505.4158
5 | 25 | 9 | 5 | 124 | 5.9 | 4.7 | 113.341 | 6.899 | 761.277 | 706.141 | 0.94797 | 947.9676 | 144265.2362
5 | 25 | 10 | 4 | 97 | 5.8 | 4.7 | 89.041 | 6.311 | 599.725 | 548.015 | 0.9956 | 995.5992 | 151513.9892
5 | 25 | 11 | 6 | 144 | 6.2 | 5.6 | 134.208 | 7.454 | 899.541 | 841.374 | 1.0262 | 1026.1582 | 156164.561
5 | 25 | 12 | 9 | 252 | 6.7 | 4.7 | 238.694 | 10.313 | 1580.017 | 1505.619 | 1.037 | 1037.0419 | 157820.8856
5 | 25 | 13 | 9 | 267 | 7.1 | 5.6 | 252.583 | 10.759 | 1668.666 | 1591.992 | 1.0368 | 1036.7824 | 157781.3952
5 | 25 | 14 | 45 | 316 | 8.1 | 4.2 | 344.792 | 14.511 | 2239.772 | 2147.543 | 1.0348 | 1034.7623 | 157473.9689
5 | 25 | 15 | 162 | 290 | 7.8 | 2.5 | 406.625 | 17.459 | 2600.17 | 2497.331 | 1.042 | 1041.9838 | 158572.9671
5 | 25 | 16 | 153 | 192 | 8.7 | 3.6 | 268.314 | 14.192 | 1725.142 | 1646.999 | 1.065 | 1065.0077 | 162076.8294
5 | 25 | 17 | 40 | 109 | 9.1 | 4.2 | 110.728 | 10.476 | 719.744 | 665.501 | 1.0819 | 1081.9337 | 164652.6923
5 | 25 | 18 | 6 | 54 | 8.9 | 1.7 | 47.945 | 8.521 | 317.537 | 271.515 | 1.0624 | 1062.4043 | 161680.6336
5 | 25 | 19 | 10 | 49 | 8 | 1.9 | 41.23 | 7.176 | 276.684 | 231.454 | 1.0317 | 1031.7436 | 157014.5673
5 | 25 | 20 | 18 | 16 | 7 | 1.1 | 14.472 | 5.065 | 98.008 | 56.149 | 1.0146 | 1014.5937 | 154404.632
5 | 25 | 21 | 0 | 1 | 6.6 | 0.6 | 0 | 6.6 | 0 | 0 | 1.0137 | 1013.7104 | 154270.2184
5 | 25 | 22 | 0 | 0 | 6.5 | 0.6 | 0 | 6.5 | 0 | 0 | 0.97114 | 971.1416 | 147791.9323
5 | 25 | 23 | 0 | 0 | 5.9 | 0.6 | 0 | 5.9 | 0 | 0 | 0.84563 | 845.6264 | 128690.5725
5 | 26 | 0 | 0 | 0 | 4.8 | 1.7 | 0 | 4.8 | 0 | 0 | 0.73518 | 735.1754 | 111881.7284
5 | 26 | 1 | 0 | 0 | 2.6 | 0.6 | 0 | 2.6 | 0 | 0 | 0.67162 | 671.6173 | 102209.2085
5 | 26 | 2 | 0 | 0 | 2.4 | 0 | 0 | 2.4 | 0 | 0 | 0.6383 | 638.3034 | 97139.3807
5 | 26 | 3 | 0 | 1 | 3.2 | 1.1 | 0 | 3.2 | 0 | 0 | 0.6234 | 623.4003 | 94871.3721
5 | 26 | 4 | 150 | 9 | 3.9 | 1.9 | 8.141 | 1.923 | 55.874 | 14.789 | 0.62466 | 624.6556 | 95062.4123
5 | 26 | 5 | 312 | 48 | 4.5 | 1.1 | 36.774 | 3.08 | 251.161 | 206.422 | 0.64184 | 641.8389 | 97677.4314
5 | 26 | 6 | 616 | 66 | 6.9 | 3.1 | 121.249 | 8.137 | 578.483 | 527.214 | 0.70748 | 707.4786 | 107666.7178
5 | 26 | 7 | 769 | 73 | 8.9 | 1.9 | 336.212 | 16.693 | 1919.792 | 1836.468 | 0.81183 | 811.8321 | 123547.6288
5 | 26 | 8 | 843 | 79 | 10.8 | 3.6 | 556.898 | 22.672 | 3372.104 | 3244.471 | 0.88384 | 883.8358 | 134505.4158
5 | 26 | 9 | 884 | 86 | 12.3 | 2.5 | 755.846 | 31.14 | 4508.017 | 4338.768 | 0.94797 | 947.9676 | 144265.2362
5 | 26 | 10 | 896 | 102 | 14.1 | 1.9 | 913.014 | 39.058 | 5271.626 | 5070.969 | 0.9956 | 995.5992 | 151513.9892
5 | 26 | 11 | 902 | 119 | 14.1 | 1.9 | 1019.882 | 42.205 | 5803.432 | 5579.269 | 1.0262 | 1026.1582 | 156164.561
5 | 26 | 12 | 916 | 115 | 14.9 | 0 | 1059.108 | 55.549 | 5616.375 | 5400.632 | 1.037 | 1037.0419 | 157820.8856
5 | 26 | 13 | 918 | 107 | 16.2 | 3.1 | 1025.248 | 40.919 | 5872.436 | 5645.125 | 1.0368 | 1036.7824 | 157781.3952
5 | 26 | 14 | 916 | 101 | 16.6 | 4.2 | 934.424 | 37.018 | 5451.252 | 5242.805 | 1.0348 | 1034.7623 | 157473.9689
5 | 26 | 15 | 790 | 119 | 17.7 | 3.6 | 731.236 | 34.608 | 4292.49 | 4131.607 | 1.042 | 1041.9838 | 158572.9671
5 | 26 | 16 | 484 | 171 | 17.7 | 0 | 449.604 | 38.2 | 2553.107 | 2451.688 | 1.065 | 1065.0077 | 162076.8294
5 | 26 | 17 | 238 | 162 | 17 | 1.7 | 231.901 | 23.317 | 1376.266 | 1306.958 | 1.0819 | 1081.9337 | 164652.6923
5 | 26 | 18 | 269 | 112 | 16.4 | 1.9 | 123.93 | 18.732 | 689.803 | 636.198 | 1.0624 | 1062.4043 | 161680.6336
5 | 26 | 19 | 254 | 61 | 13.6 | 2.5 | 46.536 | 13.318 | 303.974 | 258.215 | 1.0317 | 1031.7436 | 157014.5673
5 | 26 | 20 | 113 | 14 | 12.4 | 4.7 | 10.98 | 11.261 | 72.379 | 30.992 | 1.0146 | 1014.5937 | 154404.632
5 | 26 | 21 | 0 | 1 | 10.9 | 1.7 | 0 | 10.9 | 0 | 0 | 1.0137 | 1013.7104 | 154270.2184
5 | 26 | 22 | 0 | 0 | 8.4 | 1.1 | 0 | 8.4 | 0 | 0 | 0.97114 | 971.1416 | 147791.9323
5 | 26 | 23 | 0 | 0 | 6.7 | 1.7 | 0 | 6.7 | 0 | 0 | 0.84563 | 845.6264 | 128690.5725
5 | 27 | 0 | 0 | 0 | 6.9 | 3.6 | 0 | 6.9 | 0 | 0 | 0.73518 | 735.1754 | 111881.7284
5 | 27 | 1 | 0 | 0 | 6.6 | 1.9 | 0 | 6.6 | 0 | 0 | 0.67162 | 671.6173 | 102209.2085
5 | 27 | 2 | 0 | 0 | 7.5 | 2.5 | 0 | 7.5 | 0 | 0 | 0.6383 | 638.3034 | 97139.3807
5 | 27 | 3 | 0 | 1 | 8 | 1.9 | 0 | 8 | 0 | 0 | 0.6234 | 623.4003 | 94871.3721
5 | 27 | 4 | 166 | 10 | 6.9 | 1.7 | 9.045 | 4.913 | 61.295 | 20.111 | 0.62466 | 624.6556 | 95062.4123
5 | 27 | 5 | 329 | 48 | 9 | 3.6 | 36.778 | 8.155 | 245.759 | 201.124 | 0.64184 | 641.8389 | 97677.4314
5 | 27 | 6 | 560 | 75 | 11 | 3.1 | 123.211 | 12.325 | 601.166 | 549.426 | 0.70748 | 707.4786 | 107666.7178
5 | 27 | 7 | 665 | 116 | 12.5 | 3.1 | 339.523 | 19.279 | 1950.993 | 1866.823 | 0.81183 | 811.8321 | 123547.6288
5 | 27 | 8 | 662 | 199 | 14.4 | 1.1 | 570.3 | 31.408 | 3339.088 | 3212.573 | 0.88384 | 883.8358 | 134505.4158
5 | 27 | 9 | 362 | 325 | 16.4 | 1.7 | 598.829 | 33.166 | 3550.553 | 3416.786 | 0.94797 | 947.9676 | 144265.2362
5 | 27 | 10 | 252 | 356 | 17.1 | 1.9 | 596.726 | 33.36 | 3547.355 | 3413.699 | 0.9956 | 995.5992 | 151513.9892
5 | 27 | 11 | 282 | 328 | 16.7 | 1.1 | 627.398 | 36.366 | 3676.985 | 3538.781 | 1.0262 | 1026.1582 | 156164.561
5 | 27 | 12 | 166 | 280 | 17.5 | 1.1 | 470.385 | 32.728 | 2806.823 | 2697.623 | 1.037 | 1037.0419 | 157820.8856
5 | 27 | 13 | 432 | 276 | 17.4 | 1.7 | 737.711 | 37.465 | 4299.846 | 4138.681 | 1.0368 | 1036.7824 | 157781.3952
5 | 27 | 14 | 396 | 260 | 15 | 5.6 | 642.546 | 26.587 | 3945.38 | 3797.507 | 1.0348 | 1034.7623 | 157473.9689
5 | 27 | 15 | 66 | 195 | 13.1 | 12.2 | 230.893 | 15.263 | 1492.304 | 1420.122 | 1.042 | 1041.9838 | 158572.9671
5 | 27 | 16 | 58 | 230 | 11.5 | 3.1 | 243.873 | 16.265 | 1564.348 | 1490.349 | 1.065 | 1065.0077 | 162076.8294
5 | 27 | 17 | 154 | 204 | 11 | 1.9 | 236.351 | 16.463 | 1474.919 | 1403.171 | 1.0819 | 1081.9337 | 164652.6923
5 | 27 | 18 | 128 | 136 | 11.2 | 1.9 | 125.755 | 13.543 | 771.623 | 716.264 | 1.0624 | 1062.4043 | 161680.6336
5 | 27 | 19 | 74 | 82 | 10.6 | 1.9 | 61.2 | 10.689 | 404.442 | 356.708 | 1.0317 | 1031.7436 | 157014.5673
5 | 27 | 20 | 81 | 22 | 10.4 | 1.7 | 17.569 | 8.943 | 116.996 | 74.787 | 1.0146 | 1014.5937 | 154404.632
5 | 27 | 21 | 0 | 1 | 9.1 | 1.7 | 0 | 9.1 | 0 | 0 | 1.0137 | 1013.7104 | 154270.2184
5 | 27 | 22 | 0 | 0 | 6.7 | 1.1 | 0 | 6.7 | 0 | 0 | 0.97114 | 971.1416 | 147791.9323
5 | 27 | 23 | 0 | 0 | 6.1 | 1.9 | 0 | 6.1 | 0 | 0 | 0.84563 | 845.6264 | 128690.5725
5 | 28 | 0 | 0 | 0 | 6.1 | 1.7 | 0 | 6.1 | 0 | 0 | 0.73518 | 735.1754 | 111881.7284
5 | 28 | 1 | 0 | 0 | 5.4 | 1.9 | 0 | 5.4 | 0 | 0 | 0.67162 | 671.6173 | 102209.2085
5 | 28 | 2 | 0 | 0 | 4 | 1.7 | 0 | 4 | 0 | 0 | 0.6383 | 638.3034 | 97139.3807
5 | 28 | 3 | 0 | 1 | 4.7 | 0 | 0 | 4.7 | 0 | 0 | 0.6234 | 623.4003 | 94871.3721
5 | 28 | 4 | 130 | 16 | 4.4 | 1.1 | 14.472 | 2.283 | 99.179 | 57.299 | 0.62466 | 624.6556 | 95062.4123
5 | 28 | 5 | 384 | 48 | 6.8 | 1.7 | 38.713 | 5.709 | 261.446 | 216.51 | 0.64184 | 641.8389 | 97677.4314
5 | 28 | 6 | 611 | 66 | 9.3 | 0.6 | 121.051 | 11.164 | 570.743 | 519.635 | 0.70748 | 707.4786 | 107666.7178
5 | 28 | 7 | 739 | 78 | 12 | 0 | 330.837 | 24.024 | 1832.023 | 1751.058 | 0.81183 | 811.8321 | 123547.6288
5 | 28 | 8 | 806 | 87 | 13.8 | 0 | 545.781 | 35.005 | 3117.786 | 2998.633 | 0.88384 | 883.8358 | 134505.4158
5 | 28 | 9 | 847 | 96 | 15.5 | 0.6 | 738.191 | 40.763 | 4198.204 | 4040.911 | 0.94797 | 947.9676 | 144265.2362
5 | 28 | 10 | 874 | 103 | 16.7 | 0 | 893.801 | 50.999 | 4850.521 | 4667.526 | 0.9956 | 995.5992 | 151513.9892
5 | 28 | 11 | 894 | 114 | 17.8 | 1.1 | 1006.01 | 49.007 | 5525.364 | 5313.659 | 1.0262 | 1026.1582 | 156164.561
5 | 28 | 12 | 775 | 162 | 18.2 | 1.1 | 977.712 | 49.031 | 5370.177 | 5165.265 | 1.037 | 1037.0419 | 157820.8856
5 | 28 | 13 | 401 | 236 | 17.8 | 1.7 | 664.722 | 37.619 | 3871.431 | 3726.256 | 1.0368 | 1036.7824 | 157781.3952
5 | 28 | 14 | 435 | 238 | 16.6 | 2.5 | 654.647 | 33.153 | 3894.434 | 3748.423 | 1.0348 | 1034.7623 | 157473.9689
5 | 28 | 15 | 690 | 156 | 19 | 1.9 | 696.865 | 37.954 | 4025.94 | 3875.098 | 1.042 | 1041.9838 | 158572.9671
5 | 28 | 16 | 616 | 142 | 19.6 | 1.1 | 501.553 | 35.959 | 2871.35 | 2760.122 | 1.065 | 1065.0077 | 162076.8294
5 | 28 | 17 | 742 | 122 | 19.7 | 3.6 | 380.576 | 27.933 | 2108.606 | 2020.087 | 1.0819 | 1081.9337 | 164652.6923
5 | 28 | 18 | 576 | 98 | 17.3 | 3.6 | 153.078 | 20.126 | 754.823 | 699.826 | 1.0624 | 1062.4043 | 161680.6336
5 | 28 | 19 | 359 | 58 | 14.9 | 1.7 | 44.359 | 14.696 | 287.972 | 242.523 | 1.0317 | 1031.7436 | 157014.5673
5 | 28 | 20 | 147 | 19 | 13 | 1.1 | 14.974 | 11.248 | 98.711 | 56.84 | 1.0146 | 1014.5937 | 154404.632
5 | 28 | 21 | 0 | 2 | 10.5 | 1.9 | 0 | 10.5 | 0 | 0 | 1.0137 | 1013.7104 | 154270.2184
5 | 28 | 22 | 0 | 0 | 8 | 1.9 | 0 | 8 | 0 | 0 | 0.97114 | 971.1416 | 147791.9323
5 | 28 | 23 | 0 | 0 | 6.9 | 2.5 | 0 | 6.9 | 0 | 0 | 0.84563 | 845.6264 | 128690.5725
5 | 29 | 0 | 0 | 0 | 6.7 | 3.1 | 0 | 6.7 | 0 | 0 | 0.73518 | 735.1754 | 111881.7284
5 | 29 | 1 | 0 | 0 | 7.6 | 1.9 | 0 | 7.6 | 0 | 0 | 0.67162 | 671.6173 | 102209.2085
5 | 29 | 2 | 0 | 0 | 6.9 | 2.5 | 0 | 6.9 | 0 | 0 | 0.6383 | 638.3034 | 97139.3807
5 | 29 | 3 | 0 | 1 | 6 | 1.9 | 0 | 6 | 0 | 0 | 0.6234 | 623.4003 | 94871.3721
5 | 29 | 4 | 24 | 11 | 7.2 | 2.5 | 9.95 | 5.503 | 67.253 | 25.96 | 0.62466 | 624.6556 | 95062.4123
5 | 29 | 5 | 109 | 47 | 9.9 | 2.5 | 36.982 | 8.946 | 246.268 | 201.623 | 0.64184 | 641.8389 | 97677.4314
5 | 29 | 6 | 438 | 84 | 13.1 | 3.1 | 116.157 | 14.279 | 594.428 | 542.828 | 0.70748 | 707.4786 | 107666.7178
5 | 29 | 7 | 631 | 134 | 15.9 | 4.2 | 344.069 | 22.081 | 1965.075 | 1880.521 | 0.81183 | 811.8321 | 123547.6288
5 | 29 | 8 | 490 | 253 | 17.2 | 4.2 | 523.278 | 27.685 | 3134.475 | 3014.775 | 0.88384 | 883.8358 | 134505.4158
5 | 29 | 9 | 430 | 310 | 18.6 | 4.7 | 633.798 | 30.975 | 3796.092 | 3653.64 | 0.94797 | 947.9676 | 144265.2362
5 | 29 | 10 | 632 | 265 | 19.1 | 2.5 | 853.757 | 40.256 | 4901.568 | 4716.477 | 0.9956 | 995.5992 | 151513.9892
5 | 29 | 11 | 797 | 183 | 20.7 | 3.1 | 993.544 | 44.066 | 5599.833 | 5384.827 | 1.0262 | 1026.1582 | 156164.561
5 | 29 | 12 | 666 | 155 | 20.9 | 2.5 | 859.833 | 43.059 | 4872.163 | 4688.28 | 1.037 | 1037.0419 | 157820.8856
5 | 29 | 13 | 449 | 184 | 21.5 | 0 | 663.464 | 49.197 | 3640.529 | 3503.613 | 1.0368 | 1036.7824 | 157781.3952
5 | 29 | 14 | 332 | 231 | 21.7 | 4.2 | 555.178 | 33.467 | 3297.967 | 3172.837 | 1.0348 | 1034.7623 | 157473.9689
5 | 29 | 15 | 154 | 225 | 20.7 | 5.3 | 335.783 | 26.694 | 2056.427 | 1969.36 | 1.042 | 1041.9838 | 158572.9671
5 | 29 | 16 | 103 | 183 | 18.1 | 4.2 | 231.468 | 22.332 | 1438.005 | 1367.176 | 1.065 | 1065.0077 | 162076.8294
5 | 29 | 17 | 46 | 127 | 18.2 | 3.1 | 128.753 | 20.26 | 801.196 | 745.195 | 1.0819 | 1081.9337 | 164652.6923
5 | 29 | 18 | 16 | 102 | 16.2 | 5.3 | 88.668 | 16.796 | 564.127 | 513.155 | 1.0624 | 1062.4043 | 161680.6336
5 | 29 | 19 | 78 | 74 | 16 | 3.6 | 56.304 | 15.909 | 363.527 | 316.604 | 1.0317 | 1031.7436 | 157014.5673
5 | 29 | 20 | 106 | 22 | 12.4 | 1.7 | 17.342 | 10.961 | 114.466 | 72.304 | 1.0146 | 1014.5937 | 154404.632
5 | 29 | 21 | 0 | 2 | 10.9 | 2.5 | 0 | 10.9 | 0 | 0 | 1.0137 | 1013.7104 | 154270.2184
5 | 29 | 22 | 0 | 0 | 8.9 | 1.9 | 0 | 8.9 | 0 | 0 | 0.97114 | 971.1416 | 147791.9323
5 | 29 | 23 | 0 | 0 | 7.9 | 1.9 | 0 | 7.9 | 0 | 0 | 0.84563 | 845.6264 | 128690.5725
5 | 30 | 0 | 0 | 0 | 6.9 | 1.9 | 0 | 6.9 | 0 | 0 | 0.73518 | 735.1754 | 111881.7284
5 | 30 | 1 | 0 | 0 | 8.7 | 1.1 | 0 | 8.7 | 0 | 0 | 0.67162 | 671.6173 | 102209.2085
5 | 30 | 2 | 0 | 0 | 5.5 | 0 | 0 | 5.5 | 0 | 0 | 0.6383 | 638.3034 | 97139.3807
5 | 30 | 3 | 0 | 1 | 6.6 | 0 | 0 | 6.6 | 0 | 0 | 0.6234 | 623.4003 | 94871.3721
5 | 30 | 4 | 203 | 11 | 5 | 0 | 9.365 | 1.29 | 64.451 | 23.209 | 0.62466 | 624.6556 | 95062.4123
5 | 30 | 5 | 338 | 51 | 8.5 | 1.1 | 39.008 | 7.238 | 261.703 | 216.761 | 0.64184 | 641.8389 | 97677.4314
5 | 30 | 6 | 551 | 77 | 11.9 | 2.5 | 124.24 | 13.356 | 607.778 | 555.9 | 0.70748 | 707.4786 | 107666.7178
5 | 30 | 7 | 682 | 92 | 14.6 | 2.5 | 322.884 | 21.435 | 1821.808 | 1741.115 | 0.81183 | 811.8321 | 123547.6288
5 | 30 | 8 | 756 | 105 | 16.9 | 2.5 | 535.562 | 29.599 | 3145.401 | 3025.342 | 0.88384 | 883.8358 | 134505.4158
5 | 30 | 9 | 808 | 112 | 19.3 | 3.1 | 730.078 | 36.095 | 4251.54 | 4092.221 | 0.94797 | 947.9676 | 144265.2362
5 | 30 | 10 | 847 | 115 | 21 | 0 | 881.602 | 54.516 | 4694.288 | 4517.631 | 0.9956 | 995.5992 | 151513.9892
5 | 30 | 11 | 870 | 129 | 21.6 | 3.6 | 997.41 | 43.993 | 5623.638 | 5407.572 | 1.0262 | 1026.1582 | 156164.561
5 | 30 | 12 | 834 | 180 | 22.3 | 1.7 | 1055.215 | 51.831 | 5709.884 | 5489.953 | 1.037 | 1037.0419 | 157820.8856
5 | 30 | 13 | 804 | 222 | 22.9 | 2.5 | 1051.902 | 49.564 | 5760.632 | 5538.411 | 1.0368 | 1036.7824 | 157781.3952
5 | 30 | 14 | 736 | 237 | 23.9 | 1.9 | 927.296 | 49.57 | 5072.88 | 4880.663 | 1.0348 | 1034.7623 | 157473.9689
5 | 30 | 15 | 463 | 271 | 23.7 | 3.1 | 634.668 | 39.16 | 3650.888 | 3513.606 | 1.042 | 1041.9838 | 158572.9671
5 | 30 | 16 | 429 | 224 | 22.7 | 1.7 | 469.017 | 36.084 | 2701.513 | 2595.58 | 1.065 | 1065.0077 | 162076.8294
5 | 30 | 17 | 498 | 149 | 22.3 | 4.2 | 316.584 | 28.667 | 1783.238 | 1703.568 | 1.0819 | 1081.9337 | 164652.6923
5 | 30 | 18 | 401 | 109 | 20.7 | 2.5 | 138.985 | 23.489 | 718.476 | 664.259 | 1.0624 | 1062.4043 | 161680.6336
5 | 30 | 19 | 291 | 62 | 19.2 | 2.5 | 47.16 | 19.093 | 300.121 | 254.437 | 1.0317 | 1031.7436 | 157014.5673
5 | 30 | 20 | 58 | 23 | 15.5 | 2.5 | 18.334 | 14.285 | 119.24 | 76.989 | 1.0146 | 1014.5937 | 154404.632
5 | 30 | 21 | 0 | 2 | 13.2 | 1.9 | 0 | 13.2 | 0 | 0 | 1.0137 | 1013.7104 | 154270.2184
5 | 30 | 22 | 0 | 0 | 12 | 1.7 | 0 | 12 | 0 | 0 | 0.97114 | 971.1416 | 147791.9323
5 | 30 | 23 | 0 | 0 | 9.5 | 2.5 | 0 | 9.5 | 0 | 0 | 0.84563 | 845.6264 | 128690.5725
5 | 31 | 0 | 0 | 0 | 10 | 0 | 0 | 10 | 0 | 0 | 0.73518 | 735.1754 | 111881.7284
5 | 31 | 1 | 0 | 0 | 9.1 | 1.1 | 0 | 9.1 | 0 | 0 | 0.67162 | 671.6173 | 102209.2085
5 | 31 | 2 | 0 | 0 | 8.2 | 1.1 | 0 | 8.2 | 0 | 0 | 0.6383 | 638.3034 | 97139.3807
5 | 31 | 3 | 0 | 1 | 7.1 | 1.7 | 0 | 7.1 | 0 | 0 | 0.6234 | 623.4003 | 94871.3721
5 | 31 | 4 | 144 | 17 | 9.2 | 1.7 | 13.998 | 7.437 | 93.829 | 52.048 | 0.62466 | 624.6556 | 95062.4123
5 | 31 | 5 | 339 | 56 | 10.3 | 0 | 42.827 | 8.19 | 286.136 | 240.724 | 0.64184 | 641.8389 | 97677.4314
5 | 31 | 6 | 514 | 98 | 13.4 | 1.1 | 135.746 | 15.617 | 689.456 | 635.858 | 0.70748 | 707.4786 | 107666.7178
5 | 31 | 7 | 618 | 129 | 16 | 3.1 | 334.899 | 22.704 | 1905.976 | 1823.026 | 0.81183 | 811.8321 | 123547.6288
5 | 31 | 8 | 759 | 115 | 17.1 | 2.5 | 546.912 | 30.109 | 3205.796 | 3083.742 | 0.88384 | 883.8358 | 134505.4158
5 | 31 | 9 | 834 | 112 | 18.9 | 1.9 | 749.027 | 38.852 | 4301.945 | 4140.699 | 0.94797 | 947.9676 | 144265.2362
5 | 31 | 10 | 876 | 102 | 20.5 | 2.5 | 893.335 | 42.833 | 5059.827 | 4868.158 | 0.9956 | 995.5992 | 151513.9892
5 | 31 | 11 | 871 | 117 | 22.1 | 1.9 | 985.506 | 48.832 | 5417.749 | 5210.766 | 1.0262 | 1026.1582 | 156164.561
5 | 31 | 12 | 789 | 170 | 22.9 | 3.6 | 999.207 | 45.497 | 5591.015 | 5376.401 | 1.037 | 1037.0419 | 157820.8856
5 | 31 | 13 | 570 | 269 | 23.5 | 3.1 | 864.989 | 44.256 | 4870.716 | 4686.893 | 1.0368 | 1036.7824 | 157781.3952
5 | 31 | 14 | 384 | 298 | 23.3 | 1.7 | 669.61 | 42.666 | 3798.791 | 3656.242 | 1.0348 | 1034.7623 | 157473.9689
5 | 31 | 15 | 455 | 237 | 23.6 | 4.7 | 595.711 | 35.509 | 3489.061 | 3357.424 | 1.042 | 1041.9838 | 158572.9671
5 | 31 | 16 | 358 | 222 | 23.2 | 4.2 | 420 | 32 | 2471.511 | 2372.531 | 1.065 | 1065.0077 | 162076.8294
5 | 31 | 17 | 272 | 197 | 23.4 | 2.5 | 275.623 | 29.934 | 1589.532 | 1514.892 | 1.0819 | 1081.9337 | 164652.6923
5 | 31 | 18 | 447 | 130 | 22.2 | 2.5 | 162.034 | 25.476 | 836.821 | 780.041 | 1.0624 | 1062.4043 | 161680.6336
5 | 31 | 19 | 327 | 69 | 20.3 | 1.9 | 52.605 | 20.473 | 332.661 | 286.343 | 1.0317 | 1031.7436 | 157014.5673
5 | 31 | 20 | 212 | 18 | 18.2 | 0 | 14.811 | 15.772 | 95.69 | 53.874 | 1.0146 | 1014.5937 | 154404.632
5 | 31 | 21 | 1 | 2 | 16.1 | 0 | 0 | 16.1 | 0 | 0 | 1.0137 | 1013.7104 | 154270.2184
5 | 31 | 22 | 0 | 0 | 14.4 | 1.7 | 0 | 14.4 | 0 | 0 | 0.97114 | 971.1416 | 147791.9323
5 | 31 | 23 | 0 | 0 | 13.1 | 3.1 | 0 | 13.1 | 0 | 0 | 0.84563 | 845.6264 | 128690.5725
6 | 1 | 0 | 0 | 0 | 12.5 | 1.1 | 0 | 12.5 | 0 | 0 | 0.78761 | 787.6087 | 119861.2118
6 | 1 | 1 | 0 | 0 | 12.3 | 0 | 0 | 12.3 | 0 | 0 | 0.71001 | 710.0076 | 108051.5934
6 | 1 | 2 | 0 | 0 | 12.4 | 3.1 | 0 | 12.4 | 0 | 0 | 0.66855 | 668.5516 | 101742.6711
6 | 1 | 3 | 0 | 1 | 12.5 | 3.6 | 0 | 12.5 | 0 | 0 | 0.64465 | 644.6524 | 98105.6026
6 | 1 | 4 | 0 | 19 | 12.5 | 4.2 | 16.077 | 11.33 | 105.945 | 63.94 | 0.63579 | 635.786 | 96756.2774
6 | 1 | 5 | 192 | 51 | 12.2 | 4.2 | 38.57 | 11.518 | 253.958 | 209.165 | 0.64306 | 643.0645 | 97863.9406
6 | 1 | 6 | 321 | 109 | 14.9 | 5.3 | 124.013 | 16.011 | 682.964 | 629.504 | 0.71802 | 718.0241 | 109271.574
6 | 1 | 7 | 317 | 168 | 16.4 | 8.6 | 260.445 | 19.255 | 1557.108 | 1483.292 | 0.83504 | 835.0366 | 127078.9774
6 | 1 | 8 | 143 | 261 | 17.2 | 8.6 | 324.848 | 21.089 | 2028.861 | 1942.556 | 0.92097 | 920.9705 | 140156.7167
6 | 1 | 9 | 14 | 290 | 17.1 | 7.2 | 273.507 | 20.721 | 1726.985 | 1648.793 | 0.99671 | 996.7142 | 151683.6731
6 | 1 | 10 | 6 | 307 | 17 | 7.2 | 286.216 | 20.768 | 1807.441 | 1727.13 | 1.055 | 1054.9537 | 160546.7721
6 | 1 | 11 | 111 | 481 | 16.6 | 7.2 | 588.627 | 25.158 | 3641.931 | 3504.965 | 1.097 | 1096.9545 | 166938.6121
6 | 1 | 12 | 499 | 376 | 19.2 | 7.8 | 921.321 | 32.651 | 5499.639 | 5289.067 | 1.1174 | 1117.3834 | 170047.5629
6 | 1 | 13 | 902 | 148 | 20.1 | 10.3 | 1062.964 | 33.345 | 6322.771 | 6074.362 | 1.1269 | 1126.9122 | 171497.6812
6 | 1 | 14 | 906 | 108 | 20.7 | 9.7 | 933.313 | 32.891 | 5556.898 | 5343.799 | 1.1325 | 1132.4511 | 172340.6179
6 | 1 | 15 | 845 | 125 | 21.7 | 8.6 | 780.503 | 32.658 | 4626.325 | 4452.39 | 1.15 | 1150.0351 | 175016.6129
6 | 1 | 16 | 701 | 128 | 20.6 | 7.8 | 538.041 | 28.487 | 3190.652 | 3069.1 | 1.1772 | 1177.2458 | 179157.645
6 | 1 | 17 | 667 | 85 | 18.4 | 7.2 | 322.499 | 23.034 | 1819.724 | 1739.086 | 1.1906 | 1190.5571 | 181183.3937
6 | 1 | 18 | 739 | 43 | 18.8 | 4.7 | 134.091 | 20.756 | 567.973 | 516.922 | 1.1648 | 1164.8144 | 177265.7748
6 | 1 | 19 | 471 | 41 | 16.8 | 4.7 | 31.832 | 16.308 | 205.155 | 161.293 | 1.1279 | 1127.8624 | 171642.2842
6 | 1 | 20 | 57 | 28 | 14.6 | 8.6 | 22.023 | 13.982 | 143.426 | 100.725 | 1.0986 | 1098.6375 | 167194.7306
6 | 1 | 21 | 0 | 3 | 12.8 | 1.9 | 0 | 12.8 | 0 | 0 | 1.0671 | 1067.0946 | 162394.4169
6 | 1 | 22 | 0 | 0 | 12.6 | 0 | 0 | 12.6 | 0 | 0 | 1.0216 | 1021.5784 | 155467.6017
6 | 1 | 23 | 0 | 0 | 7.1 | 1.7 | 0 | 7.1 | 0 | 0 | 0.91211 | 912.1074 | 138807.895
6 | 2 | 0 | 0 | 0 | 8.9 | 1.9 | 0 | 8.9 | 0 | 0 | 0.78761 | 787.6087 | 119861.2118
6 | 2 | 1 | 0 | 0 | 6.1 | 1.1 | 0 | 6.1 | 0 | 0 | 0.71001 | 710.0076 | 108051.5934
6 | 2 | 2 | 0 | 0 | 5.8 | 1.7 | 0 | 5.8 | 0 | 0 | 0.66855 | 668.5516 | 101742.6711
6 | 2 | 3 | 0 | 2 | 6.5 | 1.7 | 0 | 6.5 | 0 | 0 | 0.64465 | 644.6524 | 98105.6026
6 | 2 | 4 | 3 | 23 | 5.8 | 1.1 | 18.947 | 3.891 | 128.96 | 86.528 | 0.63579 | 635.786 | 96756.2774
6 | 2 | 5 | 291 | 55 | 8.7 | 1.1 | 41.86 | 7.593 | 280.401 | 235.099 | 0.64306 | 643.0645 | 97863.9406
6 | 2 | 6 | 614 | 77 | 12.1 | 2.5 | 131.075 | 13.745 | 627.735 | 575.44 | 0.71802 | 718.0241 | 109271.574
6 | 2 | 7 | 788 | 78 | 15.4 | 5.3 | 346.867 | 20.891 | 1944.642 | 1860.644 | 0.83504 | 835.0366 | 127078.9774
6 | 2 | 8 | 836 | 80 | 17.1 | 2.5 | 552.347 | 30.275 | 3225.607 | 3102.896 | 0.92097 | 920.9705 | 140156.7167
6 | 2 | 9 | 686 | 191 | 18.8 | 4.7 | 720.143 | 32.951 | 4263.443 | 4103.67 | 0.99671 | 996.7142 | 151683.6731
6 | 2 | 10 | 647 | 219 | 19.6 | 5.3 | 823.47 | 34.984 | 4853.358 | 4670.247 | 1.055 | 1054.9537 | 160546.7721
6 | 2 | 11 | 667 | 216 | 20.5 | 5.6 | 907.058 | 37.052 | 5297.528 | 5095.757 | 1.097 | 1096.9545 | 166938.6121
6 | 2 | 12 | 634 | 294 | 22.1 | 5.6 | 975.874 | 40.02 | 5616.001 | 5400.275 | 1.1174 | 1117.3834 | 170047.5629
6 | 2 | 13 | 241 | 371 | 15.8 | 16.4 | 631.971 | 21.355 | 3979.94 | 3830.797 | 1.1269 | 1126.9122 | 171497.6812
6 | 2 | 14 | 89 | 343 | 16.2 | 9.7 | 410.504 | 21.161 | 2586.894 | 2484.457 | 1.1325 | 1132.4511 | 172340.6179
6 | 2 | 15 | 488 | 262 | 16 | 4.2 | 645.178 | 29.202 | 3896.974 | 3750.87 | 1.15 | 1150.0351 | 175016.6129
6 | 2 | 16 | 261 | 256 | 14.3 | 11.4 | 397.104 | 18.552 | 2499.842 | 2400.019 | 1.1772 | 1177.2458 | 179157.645
6 | 2 | 17 | 170 | 197 | 15.1 | 4.7 | 236.778 | 19.222 | 1455.339 | 1384.079 | 1.1906 | 1190.5571 | 181183.3937
6 | 2 | 18 | 395 | 98 | 16.6 | 3.6 | 131.152 | 18.585 | 685.565 | 632.05 | 1.1648 | 1164.8144 | 177265.7748
6 | 2 | 19 | 221 | 60 | 15.8 | 5.3 | 45.254 | 15.568 | 292.636 | 247.097 | 1.1279 | 1127.8624 | 171642.2842
6 | 2 | 20 | 66 | 30 | 14.6 | 8.6 | 23.333 | 14.012 | 151.94 | 109.08 | 1.0986 | 1098.6375 | 167194.7306
6 | 2 | 21 | 0 | 2 | 12.6 | 3.1 | 0 | 12.6 | 0 | 0 | 1.0671 | 1067.0946 | 162394.4169
6 | 2 | 22 | 0 | 0 | 12 | 2.5 | 0 | 12 | 0 | 0 | 1.0216 | 1021.5784 | 155467.6017
6 | 2 | 23 | 0 | 0 | 11.7 | 3.6 | 0 | 11.7 | 0 | 0 | 0.91211 | 912.1074 | 138807.895
6 | 3 | 0 | 0 | 0 | 10.8 | 4.7 | 0 | 10.8 | 0 | 0 | 0.78761 | 787.6087 | 119861.2118
6 | 3 | 1 | 0 | 0 | 9.8 | 2.5 | 0 | 9.8 | 0 | 0 | 0.71001 | 710.0076 | 108051.5934
6 | 3 | 2 | 0 | 0 | 9.1 | 3.1 | 0 | 9.1 | 0 | 0 | 0.66855 | 668.5516 | 101742.6711
6 | 3 | 3 | 0 | 2 | 8.5 | 3.6 | 0 | 8.5 | 0 | 0 | 0.64465 | 644.6524 | 98105.6026
6 | 3 | 4 | 109 | 25 | 8.9 | 3.6 | 19.779 | 7.69 | 132.434 | 89.938 | 0.63579 | 635.786 | 96756.2774
6 | 3 | 5 | 480 | 48 | 9.6 | 3.6 | 38.381 | 8.827 | 255.723 | 210.896 | 0.64306 | 643.0645 | 97863.9406
6 | 3 | 6 | 675 | 64 | 11.3 | 2.5 | 126.464 | 12.805 | 577.578 | 526.328 | 0.71802 | 718.0241 | 109271.574
6 | 3 | 7 | 789 | 77 | 12.1 | 3.1 | 346.014 | 19.043 | 1955.328 | 1871.04 | 0.83504 | 835.0366 | 127078.9774
6 | 3 | 8 | 842 | 94 | 13.9 | 2.5 | 571.03 | 27.586 | 3380.714 | 3252.788 | 0.92097 | 920.9705 | 140156.7167
6 | 3 | 9 | 768 | 144 | 14.7 | 4.2 | 733.537 | 30.09 | 4400.327 | 4235.285 | 0.99671 | 996.7142 | 151683.6731
6 | 3 | 10 | 651 | 214 | 15.8 | 3.1 | 821.615 | 35.224 | 4836.618 | 4654.191 | 1.055 | 1054.9537 | 160546.7721
6 | 3 | 11 | 556 | 256 | 17.2 | 3.1 | 838.378 | 37.162 | 4893.781 | 4709.01 | 1.097 | 1096.9545 | 166938.6121
6 | 3 | 12 | 548 | 259 | 18.4 | 4.2 | 854.996 | 36.777 | 5001.042 | 4811.83 | 1.1174 | 1117.3834 | 170047.5629
6 | 3 | 13 | 637 | 263 | 18.8 | 3.1 | 928.014 | 40.789 | 5319.195 | 5116.489 | 1.1269 | 1126.9122 | 171497.6812
6 | 3 | 14 | 782 | 149 | 19.8 | 3.6 | 873.867 | 39.715 | 5030.269 | 4839.836 | 1.1325 | 1132.4511 | 172340.6179
6 | 3 | 15 | 773 | 134 | 19.6 | 2.5 | 735.864 | 38.573 | 4237.063 | 4078.295 | 1.15 | 1150.0351 | 175016.6129
6 | 3 | 16 | 696 | 124 | 20.3 | 4.7 | 532.139 | 31.023 | 3117.694 | 2998.544 | 1.1772 | 1177.2458 | 179157.645
6 | 3 | 17 | 746 | 73 | 20.1 | 1.9 | 342.219 | 29.41 | 1864.021 | 1782.2 | 1.1906 | 1190.5571 | 181183.3937
6 | 3 | 18 | 646 | 56 | 19.4 | 2.5 | 132.59 | 22.084 | 588.509 | 537.033 | 1.1648 | 1164.8144 | 177265.7748
6 | 3 | 19 | 351 | 73 | 17.5 | 1.1 | 55.556 | 17.662 | 355.864 | 309.092 | 1.1279 | 1127.8624 | 171642.2842
6 | 3 | 20 | 107 | 36 | 14 | 1.9 | 27.486 | 12.929 | 179.847 | 136.463 | 1.0986 | 1098.6375 | 167194.7306
6 | 3 | 21 | 0 | 4 | 12.2 | 2.5 | 0 | 12.2 | 0 | 0 | 1.0671 | 1067.0946 | 162394.4169
6 | 3 | 22 | 0 | 0 | 11 | 3.6 | 0 | 11 | 0 | 0 | 1.0216 | 1021.5784 | 155467.6017
6 | 3 | 23 | 0 | 0 | 11.2 | 3.1 | 0 | 11.2 | 0 | 0 | 0.91211 | 912.1074 | 138807.895
6 | 4 | 0 | 0 | 0 | 11.3 | 3.1 | 0 | 11.3 | 0 | 0 | 0.78761 | 787.6087 | 119861.2118
6 | 4 | 1 | 0 | 0 | 10 | 2.5 | 0 | 10 | 0 | 0 | 0.71001 | 710.0076 | 108051.5934
6 | 4 | 2 | 0 | 0 | 9.4 | 0 | 0 | 9.4 | 0 | 0 | 0.66855 | 668.5516 | 101742.6711
6 | 4 | 3 | 0 | 2 | 8.7 | 0 | 0 | 8.7 | 0 | 0 | 0.64465 | 644.6524 | 98105.6026
6 | 4 | 4 | 2 | 16 | 8.8 | 0 | 13.865 | 5.559 | 93.695 | 51.916 | 0.63579 | 635.786 | 96756.2774
6 | 4 | 5 | 4 | 54 | 11.1 | 1.1 | 45.213 | 10.131 | 299.524 | 253.852 | 0.64306 | 643.0645 | 97863.9406
6 | 4 | 6 | 1 | 101 | 13 | 1.1 | 85.802 | 13.589 | 559.412 | 508.537 | 0.71802 | 718.0241 | 109271.574
6 | 4 | 7 | 24 | 179 | 15.1 | 1.9 | 163.713 | 17.994 | 1039.53 | 978.204 | 0.83504 | 835.0366 | 127078.9774
6 | 4 | 8 | 111 | 279 | 16.7 | 1.7 | 317.368 | 24.345 | 1956.154 | 1871.843 | 0.92097 | 920.9705 | 140156.7167
6 | 4 | 9 | 355 | 293 | 19 | 1.7 | 558.878 | 33.769 | 3302.874 | 3177.58 | 0.99671 | 996.7142 | 151683.6731
6 | 4 | 10 | 674 | 229 | 20.4 | 0 | 856.303 | 52.328 | 4615.149 | 4441.661 | 1.055 | 1054.9537 | 160546.7721
6 | 4 | 11 | 712 | 238 | 22.4 | 1.9 | 972.587 | 48.695 | 5350.726 | 5146.657 | 1.097 | 1096.9545 | 166938.6121
6 | 4 | 12 | 694 | 239 | 22.8 | 1.1 | 982.126 | 53.28 | 5272.966 | 5072.25 | 1.1174 | 1117.3834 | 170047.5629
6 | 4 | 13 | 652 | 239 | 23.7 | 2.5 | 918.944 | 47.09 | 5098.686 | 4905.383 | 1.1269 | 1126.9122 | 171497.6812
6 | 4 | 14 | 680 | 200 | 24.5 | 2.5 | 840.558 | 45.885 | 4688.387 | 4511.968 | 1.1325 | 1132.4511 | 172340.6179
6 | 4 | 15 | 634 | 182 | 24.8 | 4.2 | 682.191 | 39.504 | 3912.802 | 3766.121 | 1.15 | 1150.0351 | 175016.6129
6 | 4 | 16 | 624 | 140 | 25.3 | 2.5 | 507.003 | 38.181 | 2872.423 | 2761.162 | 1.1772 | 1177.2458 | 179157.645
6 | 4 | 17 | 506 | 148 | 24.8 | 2.5 | 321.112 | 32.703 | 1775.853 | 1696.378 | 1.1906 | 1190.5571 | 181183.3937
6 | 4 | 18 | 426 | 106 | 23.6 | 1.9 | 142.65 | 26.869 | 717.922 | 663.717 | 1.1648 | 1164.8144 | 177265.7748
6 | 4 | 19 | 316 | 60 | 20 | 3.1 | 45.426 | 19.867 | 288.064 | 242.614 | 1.1279 | 1127.8624 | 171642.2842
6 | 4 | 20 | 79 | 27 | 16.5 | 3.1 | 21.323 | 15.457 | 137.956 | 95.357 | 1.0986 | 1098.6375 | 167194.7306
6 | 4 | 21 | 0 | 3 | 14.6 | 3.1 | 0 | 14.6 | 0 | 0 | 1.0671 | 1067.0946 | 162394.4169
6 | 4 | 22 | 0 | 0 | 14 | 3.1 | 0 | 14 | 0 | 0 | 1.0216 | 1021.5784 | 155467.6017
6 | 4 | 23 | 0 | 0 | 13.7 | 1.9 | 0 | 13.7 | 0 | 0 | 0.91211 | 912.1074 | 138807.895
6 | 5 | 0 | 0 | 0 | 11.5 | 1.7 | 0 | 11.5 | 0 | 0 | 0.78761 | 787.6087 | 119861.2118
6 | 5 | 1 | 0 | 0 | 10.6 | 1.7 | 0 | 10.6 | 0 | 0 | 0.71001 | 710.0076 | 108051.5934
6 | 5 | 2 | 0 | 0 | 9.2 | 1.7 | 0 | 9.2 | 0 | 0 | 0.66855 | 668.5516 | 101742.6711
6 | 5 | 3 | 0 | 3 | 8.8 | 1.9 | 0 | 8.8 | 0 | 0 | 0.64465 | 644.6524 | 98105.6026
6 | 5 | 4 | 49 | 32 | 10 | 1.9 | 24.254 | 8.623 | 161.741 | 118.698 | 0.63579 | 635.786 | 96756.2774
6 | 5 | 5 | 271 | 86 | 13.8 | 1.1 | 64.135 | 13.58 | 418.44 | 370.428 | 0.64306 | 643.0645 | 97863.9406
6 | 5 | 6 | 404 | 127 | 16.8 | 1.1 | 146.408 | 19.529 | 784.615 | 728.974 | 0.71802 | 718.0241 | 109271.574
6 | 5 | 7 | 493 | 151 | 20.4 | 3.1 | 307.604 | 26.509 | 1741.773 | 1663.194 | 0.83504 | 835.0366 | 127078.9774
6 | 5 | 8 | 725 | 138 | 22.4 | 3.6 | 548.559 | 33.915 | 3160.358 | 3039.807 | 0.92097 | 920.9705 | 140156.7167
6 | 5 | 9 | 870 | 109 | 24.6 | 4.2 | 770.176 | 40.569 | 4384.147 | 4219.733 | 0.99671 | 996.7142 | 151683.6731
6 | 5 | 10 | 922 | 100 | 26.1 | 3.6 | 929.576 | 46.702 | 5160.236 | 4964.332 | 1.055 | 1054.9537 | 160546.7721
6 | 5 | 11 | 939 | 99 | 27.3 | 4.7 | 1030.741 | 48.244 | 5683.928 | 5465.164 | 1.097 | 1096.9545 | 166938.6121
6 | 5 | 12 | 810 | 206 | 28.3 | 4.7 | 1064.735 | 50.074 | 5815.822 | 5591.096 | 1.1174 | 1117.3834 | 170047.5629
6 | 5 | 13 | 578 | 312 | 28.2 | 2.5 | 916.303 | 51.554 | 4965.091 | 4777.373 | 1.1269 | 1126.9122 | 171497.6812
6 | 5 | 14 | 148 | 354 | 29 | 3.6 | 488.093 | 40.453 | 2801.544 | 2692.509 | 1.1325 | 1132.4511 | 172340.6179
6 | 5 | 15 | 4 | 225 | 27.6 | 3.1 | 205.024 | 32.227 | 1226.237 | 1160.552 | 1.15 | 1150.0351 | 175016.6129
6 | 5 | 16 | 2 | 189 | 25.8 | 3.6 | 168.814 | 28.71 | 1026.829 | 965.794 | 1.1772 | 1177.2458 | 179157.645
6 | 5 | 17 | 0 | 85 | 25.4 | 0.6 | 74.532 | 26.866 | 457.456 | 408.661 | 1.1906 | 1190.5571 | 181183.3937
6 | 5 | 18 | 0 | 22 | 22.5 | 7.2 | 19.177 | 21.909 | 120.468 | 78.195 | 1.1648 | 1164.8144 | 177265.7748
6 | 5 | 19 | 0 | 30 | 18.3 | 8.6 | 26.185 | 17.769 | 167.646 | 124.491 | 1.1279 | 1127.8624 | 171642.2842
6 | 5 | 20 | 0 | 16 | 15.6 | 1.1 | 13.974 | 13.798 | 91.084 | 49.353 | 1.0986 | 1098.6375 | 167194.7306
6 | 5 | 21 | 0 | 3 | 14.2 | 3.6 | 0 | 14.2 | 0 | 0 | 1.0671 | 1067.0946 | 162394.4169
6 | 5 | 22 | 0 | 0 | 13.5 | 1.7 | 0 | 13.5 | 0 | 0 | 1.0216 | 1021.5784 | 155467.6017
6 | 5 | 23 | 0 | 0 | 12.3 | 1.1 | 0 | 12.3 | 0 | 0 | 0.91211 | 912.1074 | 138807.895
6 | 6 | 0 | 0 | 0 | 15.6 | 3.6 | 0 | 15.6 | 0 | 0 | 0.78761 | 787.6087 | 119861.2118
6 | 6 | 1 | 0 | 0 | 18.9 | 17.5 | 0 | 18.9 | 0 | 0 | 0.71001 | 710.0076 | 108051.5934
6 | 6 | 2 | 0 | 0 | 15.8 | 3.6 | 0 | 15.8 | 0 | 0 | 0.66855 | 668.5516 | 101742.6711
6 | 6 | 3 | 0 | 1 | 13.8 | 3.6 | 0 | 13.8 | 0 | 0 | 0.64465 | 644.6524 | 98105.6026
6 | 6 | 4 | 0 | 12 | 10.2 | 2.5 | 10.463 | 8.566 | 69.793 | 28.453 | 0.63579 | 635.786 | 96756.2774
6 | 6 | 5 | 26 | 58 | 11.6 | 2.5 | 47.291 | 10.948 | 312.167 | 266.25 | 0.64306 | 643.0645 | 97863.9406
6 | 6 | 6 | 21 | 114 | 13.3 | 1.1 | 98.017 | 14.308 | 629.696 | 577.36 | 0.71802 | 718.0241 | 109271.574
6 | 6 | 7 | 2 | 142 | 14.1 | 3.1 | 124.469 | 15.655 | 803.924 | 747.863 | 0.83504 | 835.0366 | 127078.9774
6 | 6 | 8 | 36 | 242 | 14.1 | 1.9 | 240.802 | 19.263 | 1526.235 | 1453.2 | 0.92097 | 920.9705 | 140156.7167
6 | 6 | 9 | 8 | 260 | 17.3 | 5.6 | 240.419 | 20.841 | 1517.414 | 1444.601 | 0.99671 | 996.7142 | 151683.6731
6 | 6 | 10 | 74 | 304 | 15.1 | 9.2 | 355.913 | 19.201 | 2263.08 | 2170.184 | 1.055 | 1054.9537 | 160546.7721
6 | 6 | 11 | 512 | 310 | 16.9 | 5.6 | 845.583 | 31.659 | 5071.286 | 4879.136 | 1.097 | 1096.9545 | 166938.6121
6 | 6 | 12 | 374 | 382 | 18.8 | 9.2 | 786.295 | 29.247 | 4771.526 | 4591.75 | 1.1174 | 1117.3834 | 170047.5629
6 | 6 | 13 | 408 | 360 | 17.9 | 10.3 | 797.338 | 27.665 | 4874.83 | 4690.837 | 1.1269 | 1126.9122 | 171497.6812
6 | 6 | 14 | 326 | 364 | 17.6 | 9.2 | 671.475 | 26.435 | 4126.881 | 3972.276 | 1.1325 | 1132.4511 | 172340.6179
6 | 6 | 15 | 402 | 290 | 17.4 | 7.8 | 597.822 | 26.043 | 3667.866 | 3529.985 | 1.15 | 1150.0351 | 175016.6129
6 | 6 | 16 | 732 | 134 | 18.8 | 7.8 | 564.127 | 26.885 | 3373.001 | 3245.337 | 1.1772 | 1177.2458 | 179157.645
6 | 6 | 17 | 547 | 138 | 17 | 6.7 | 328.021 | 21.97 | 1901.146 | 1818.326 | 1.1906 | 1190.5571 | 181183.3937
6 | 6 | 18 | 346 | 105 | 15.8 | 5.6 | 132.329 | 17.459 | 713.995 | 659.874 | 1.1648 | 1164.8144 | 177265.7748
6 | 6 | 19 | 230 | 64 | 15.4 | 6.1 | 49.593 | 15.25 | 321.152 | 275.059 | 1.1279 | 1127.8624 | 171642.2842
6 | 6 | 20 | 27 | 24 | 13.5 | 4.7 | 19.53 | 12.556 | 128.005 | 85.591 | 1.0986 | 1098.6375 | 167194.7306
6 | 6 | 21 | 0 | 4 | 12.5 | 4.7 | 0 | 12.5 | 0 | 0 | 1.0671 | 1067.0946 | 162394.4169
6 | 6 | 22 | 0 | 0 | 11 | 2.5 | 0 | 11 | 0 | 0 | 1.0216 | 1021.5784 | 155467.6017
6 | 6 | 23 | 0 | 0 | 10.7 | 3.6 | 0 | 10.7 | 0 | 0 | 0.91211 | 912.1074 | 138807.895
6 | 7 | 0 | 0 | 0 | 10.6 | 4.2 | 0 | 10.6 | 0 | 0 | 0.78761 | 787.6087 | 119861.2118
6 | 7 | 1 | 0 | 0 | 10.6 | 4.2 | 0 | 10.6 | 0 | 0 | 0.71001 | 710.0076 | 108051.5934
6 | 7 | 2 | 0 | 0 | 11.2 | 5.3 | 0 | 11.2 | 0 | 0 | 0.66855 | 668.5516 | 101742.6711
6 | 7 | 3 | 0 | 1 | 11.3 | 4.2 | 0 | 11.3 | 0 | 0 | 0.64465 | 644.6524 | 98105.6026
6 | 7 | 4 | 0 | 13 | 10.8 | 4.2 | 11.341 | 9.514 | 75.336 | 33.895 | 0.63579 | 635.786 | 96756.2774
6 | 7 | 5 | 8 | 54 | 11.1 | 3.1 | 45.33 | 10.451 | 299.876 | 254.197 | 0.64306 | 643.0645 | 97863.9406
6 | 7 | 6 | 25 | 120 | 12 | 4.2 | 101.576 | 12.747 | 655.928 | 603.04 | 0.71802 | 718.0241 | 109271.574
6 | 7 | 7 | 136 | 190 | 13 | 3.6 | 214.572 | 16.547 | 1338.17 | 1269.792 | 0.83504 | 835.0366 | 127078.9774
6 | 7 | 8 | 207 | 278 | 13 | 2.5 | 374.936 | 21.421 | 2332.046 | 2237.16 | 0.92097 | 920.9705 | 140156.7167
6 | 7 | 9 | 228 | 308 | 14.2 | 2.5 | 468.686 | 25.427 | 2886.101 | 2774.407 | 0.99671 | 996.7142 | 151683.6731
6 | 7 | 10 | 239 | 378 | 15 | 1.9 | 590.373 | 30.729 | 3554.714 | 3420.802 | 1.055 | 1054.9537 | 160546.7721
6 | 7 | 11 | 459 | 336 | 16.6 | 4.7 | 819.734 | 32.793 | 4889.243 | 4704.659 | 1.097 | 1096.9545 | 166938.6121
6 | 7 | 12 | 504 | 339 | 17.6 | 1.9 | 887.623 | 41.933 | 5058.7 | 4867.078 | 1.1174 | 1117.3834 | 170047.5629
6 | 7 | 13 | 678 | 243 | 18 | 3.1 | 948.163 | 40.541 | 5441.487 | 5233.467 | 1.1269 | 1126.9122 | 171497.6812
6 | 7 | 14 | 825 | 138 | 19.6 | 1.7 | 901.499 | 45.309 | 5042.708 | 4851.756 | 1.1325 | 1132.4511 | 172340.6179
6 | 7 | 15 | 745 | 169 | 19.6 | 1.9 | 754.146 | 40.741 | 4297.241 | 4136.176 | 1.15 | 1150.0351 | 175016.6129
6 | 7 | 16 | 293 | 261 | 19.8 | 1.1 | 420.836 | 34.056 | 2460.571 | 2361.915 | 1.1772 | 1177.2458 | 179157.645
6 | 7 | 17 | 88 | 172 | 19.3 | 3.1 | 183.551 | 23.158 | 1121.041 | 1057.832 | 1.1906 | 1190.5571 | 181183.3937
6 | 7 | 18 | 276 | 116 | 17.7 | 4.2 | 132.633 | 19.486 | 736.04 | 681.448 | 1.1648 | 1164.8144 | 177265.7748
6 | 7 | 19 | 356 | 53 | 17.2 | 4.7 | 40.122 | 16.88 | 257.918 | 213.049 | 1.1279 | 1127.8624 | 171642.2842
6 | 7 | 20 | 59 | 26 | 14 | 3.6 | 20.95 | 12.94 | 137.078 | 94.495 | 1.0986 | 1098.6375 | 167194.7306
6 | 7 | 21 | 0 | 4 | 12.7 | 4.2 | 0 | 12.7 | 0 | 0 | 1.0671 | 1067.0946 | 162394.4169
6 | 7 | 22 | 0 | 0 | 12.4 | 3.6 | 0 | 12.4 | 0 | 0 | 1.0216 | 1021.5784 | 155467.6017
6 | 7 | 23 | 0 | 0 | 11.9 | 2.5 | 0 | 11.9 | 0 | 0 | 0.91211 | 912.1074 | 138807.895
6 | 8 | 0 | 0 | 0 | 11.6 | 3.1 | 0 | 11.6 | 0 | 0 | 0.78761 | 787.6087 | 119861.2118
6 | 8 | 1 | 0 | 0 | 12.5 | 1.7 | 0 | 12.5 | 0 | 0 | 0.71001 | 710.0076 | 108051.5934
6 | 8 | 2 | 0 | 0 | 11.5 | 2.5 | 0 | 11.5 | 0 | 0 | 0.66855 | 668.5516 | 101742.6711
6 | 8 | 3 | 0 | 3 | 11.4 | 2.5 | 0 | 11.4 | 0 | 0 | 0.64465 | 644.6524 | 98105.6026
6 | 8 | 4 | 7 | 24 | 11.8 | 1.1 | 19.774 | 10.049 | 131.047 | 88.577 | 0.63579 | 635.786 | 96756.2774
6 | 8 | 5 | 258 | 52 | 12.2 | 0 | 39.351 | 10.107 | 260.718 | 215.795 | 0.64306 | 643.0645 | 97863.9406
6 | 8 | 6 | 486 | 81 | 12.8 | 1.7 | 119.659 | 14.299 | 599.767 | 548.056 | 0.71802 | 718.0241 | 109271.574
6 | 8 | 7 | 750 | 82 | 16.2 | 1.7 | 335.888 | 24.199 | 1857.146 | 1775.51 | 0.83504 | 835.0366 | 127078.9774
6 | 8 | 8 | 735 | 118 | 17.7 | 1.1 | 533.203 | 33.508 | 3073.451 | 2955.745 | 0.92097 | 920.9705 | 140156.7167
6 | 8 | 9 | 452 | 263 | 20 | 4.2 | 609.738 | 32.671 | 3619.813 | 3483.625 | 0.99671 | 996.7142 | 151683.6731
6 | 8 | 10 | 747 | 186 | 19.8 | 1.7 | 875.885 | 43.787 | 4937.376 | 4750.807 | 1.055 | 1054.9537 | 160546.7721
6 | 8 | 11 | 584 | 291 | 20.2 | 3.1 | 895.72 | 41.468 | 5116.227 | 4922.185 | 1.097 | 1096.9545 | 166938.6121
6 | 8 | 12 | 364 | 374 | 22 | 4.7 | 767.292 | 37.692 | 4467.613 | 4299.949 | 1.1174 | 1117.3834 | 170047.5629
6 | 8 | 13 | 278 | 382 | 22.5 | 4.7 | 678.829 | 36.22 | 3981.356 | 3832.161 | 1.1269 | 1126.9122 | 171497.6812
6 | 8 | 14 | 500 | 274 | 22.2 | 5.6 | 749.252 | 35.706 | 4401.766 | 4236.668 | 1.1325 | 1132.4511 | 172340.6179
6 | 8 | 15 | 661 | 192 | 22.2 | 3.1 | 713.508 | 39.053 | 4102.22 | 3948.539 | 1.15 | 1150.0351 | 175016.6129
6 | 8 | 16 | 528 | 193 | 22.9 | 5.3 | 499.664 | 32.245 | 2926.389 | 2813.416 | 1.1772 | 1177.2458 | 179157.645
6 | 8 | 17 | 262 | 191 | 21.8 | 5.3 | 268.807 | 26.461 | 1578.94 | 1504.569 | 1.1906 | 1190.5571 | 181183.3937
6 | 8 | 18 | 175 | 126 | 21.4 | 3.6 | 127.773 | 23.451 | 730.473 | 676 | 1.1648 | 1164.8144 | 177265.7748
6 | 8 | 19 | 90 | 72 | 17.7 | 5.6 | 56.1 | 17.693 | 359.303 | 312.463 | 1.1279 | 1127.8624 | 171642.2842
6 | 8 | 20 | 2 | 23 | 14.9 | 5.3 | 19.346 | 14.046 | 125.958 | 83.583 | 1.0986 | 1098.6375 | 167194.7306
6 | 8 | 21 | 0 | 2 | 12.3 | 2.5 | 0 | 12.3 | 0 | 0 | 1.0671 | 1067.0946 | 162394.4169
6 | 8 | 22 | 0 | 0 | 10.8 | 1.9 | 0 | 10.8 | 0 | 0 | 1.0216 | 1021.5784 | 155467.6017
6 | 8 | 23 | 0 | 0 | 11 | 1.1 | 0 | 11 | 0 | 0 | 0.91211 | 912.1074 | 138807.895
6 | 9 | 0 | 0 | 0 | 11.5 | 0 | 0 | 11.5 | 0 | 0 | 0.78761 | 787.6087 | 119861.2118
6 | 9 | 1 | 0 | 0 | 12.2 | 0 | 0 | 12.2 | 0 | 0 | 0.71001 | 710.0076 | 108051.5934
6 | 9 | 2 | 0 | 0 | 12 | 1.7 | 0 | 12 | 0 | 0 | 0.66855 | 668.5516 | 101742.6711
6 | 9 | 3 | 0 | 1 | 12.2 | 3.6 | 0 | 12.2 | 0 | 0 | 0.64465 | 644.6524 | 98105.6026
6 | 9 | 4 | 0 | 8 | 12.2 | 1.9 | 6.959 | 10.367 | 46.056 | 5.149 | 0.63579 | 635.786 | 96756.2774
6 | 9 | 5 | 0 | 14 | 12.4 | 3.6 | 12.181 | 11.028 | 80.377 | 38.843 | 0.64306 | 643.0645 | 97863.9406
6 | 9 | 6 | 0 | 27 | 12.4 | 5.3 | 23.547 | 11.526 | 155.036 | 112.118 | 0.71802 | 718.0241 | 109271.574
6 | 9 | 7 | 0 | 37 | 12.3 | 5.3 | 32.336 | 11.61 | 212.823 | 168.815 | 0.83504 | 835.0366 | 127078.9774
6 | 9 | 8 | 0 | 58 | 13 | 6.1 | 50.836 | 12.714 | 332.955 | 286.632 | 0.92097 | 920.9705 | 140156.7167
6 | 9 | 9 | 0 | 86 | 13.4 | 6.1 | 75.609 | 13.577 | 493.304 | 443.783 | 0.99671 | 996.7142 | 151683.6731
6 | 9 | 10 | 0 | 107 | 13.4 | 4.7 | 94.489 | 14.032 | 615.238 | 563.204 | 1.055 | 1054.9537 | 160546.7721
6 | 9 | 11 | 1 | 109 | 14.2 | 4.2 | 97.46 | 14.989 | 631.864 | 579.483 | 1.097 | 1096.9545 | 166938.6121
6 | 9 | 12 | 0 | 131 | 13.4 | 3.1 | 116.528 | 14.752 | 756.292 | 701.263 | 1.1174 | 1117.3834 | 170047.5629
6 | 9 | 13 | 1 | 167 | 15.3 | 2.5 | 150.366 | 17.713 | 962.953 | 903.367 | 1.1269 | 1126.9122 | 171497.6812
6 | 9 | 14 | 0 | 145 | 14.8 | 4.7 | 128.918 | 16.286 | 830.952 | 774.3 | 1.1325 | 1132.4511 | 172340.6179
6 | 9 | 15 | 0 | 158 | 15.4 | 3.1 | 140.353 | 17.436 | 899.965 | 841.79 | 1.15 | 1150.0351 | 175016.6129
6 | 9 | 16 | 0 | 130 | 15.6 | 3.1 | 114.622 | 17.048 | 736.264 | 681.667 | 1.1772 | 1177.2458 | 179157.645
6 | 9 | 17 | 0 | 72 | 14.6 | 1.7 | 63.102 | 14.783 | 409.489 | 361.655 | 1.1906 | 1190.5571 | 181183.3937
6 | 9 | 18 | 0 | 35 | 15.2 | 2.5 | 30.554 | 14.345 | 198.663 | 154.924 | 1.1648 | 1164.8144 | 177265.7748
6 | 9 | 19 | 0 | 9 | 14.3 | 1.9 | 7.823 | 12.584 | 51.267 | 10.266 | 1.1279 | 1127.8624 | 171642.2842
6 | 9 | 20 | 0 | 3 | 14 | 2.5 | 2.602 | 12.219 | 17.082 | 0 | 1.0986 | 1098.6375 | 167194.7306
6 | 9 | 21 | 0 | 0 | 13.7 | 1.7 | 0 | 13.7 | 0 | 0 | 1.0671 | 1067.0946 | 162394.4169
6 | 9 | 22 | 0 | 0 | 13.6 | 3.6 | 0 | 13.6 | 0 | 0 | 1.0216 | 1021.5784 | 155467.6017
6 | 9 | 23 | 0 | 0 | 12.8 | 1.9 | 0 | 12.8 | 0 | 0 | 0.91211 | 912.1074 | 138807.895
6 | 10 | 0 | 0 | 0 | 12.6 | 3.1 | 0 | 12.6 | 0 | 0 | 0.78761 | 787.6087 | 119861.2118
6 | 10 | 1 | 0 | 0 | 12.5 | 3.6 | 0 | 12.5 | 0 | 0 | 0.71001 | 710.0076 | 108051.5934
6 | 10 | 2 | 0 | 0 | 12.3 | 4.2 | 0 | 12.3 | 0 | 0 | 0.66855 | 668.5516 | 101742.6711
6 | 10 | 3 | 0 | 0 | 11.9 | 3.6 | 0 | 11.9 | 0 | 0 | 0.64465 | 644.6524 | 98105.6026
6 | 10 | 4 | 0 | 3 | 11.6 | 3.6 | 2.602 | 9.98 | 17.252 | 0 | 0.63579 | 635.786 | 96756.2774
6 | 10 | 5 | 0 | 19 | 11.8 | 4.7 | 16.549 | 10.688 | 109.362 | 67.294 | 0.64306 | 643.0645 | 97863.9406
6 | 10 | 6 | 0 | 40 | 12.2 | 3.6 | 34.937 | 11.378 | 230.177 | 185.839 | 0.71802 | 718.0241 | 109271.574
6 | 10 | 7 | 0 | 55 | 12.5 | 4.2 | 48.135 | 12.07 | 316.164 | 270.169 | 0.83504 | 835.0366 | 127078.9774
6 | 10 | 8 | 0 | 53 | 13.2 | 4.2 | 46.44 | 12.77 | 304.086 | 258.325 | 0.92097 | 920.9705 | 140156.7167
6 | 10 | 9 | 0 | 76 | 14.1 | 4.2 | 66.783 | 14.122 | 434.665 | 386.328 | 0.99671 | 996.7142 | 151683.6731
6 | 10 | 10 | 1 | 145 | 14.2 | 4.7 | 129.756 | 15.545 | 839.142 | 782.311 | 1.055 | 1054.9537 | 160546.7721
6 | 10 | 11 | 0 | 162 | 14.6 | 4.2 | 144.747 | 16.492 | 932.115 | 873.222 | 1.097 | 1096.9545 | 166938.6121
6 | 10 | 12 | 0 | 106 | 15 | 4.2 | 93.869 | 15.826 | 606.297 | 554.45 | 1.1174 | 1117.3834 | 170047.5629
6 | 10 | 13 | 10 | 124 | 15.3 | 3.6 | 125.448 | 16.804 | 806.682 | 750.56 | 1.1269 | 1126.9122 | 171497.6812
6 | 10 | 14 | 92 | 255 | 16.6 | 5.3 | 336.766 | 21.905 | 2114.782 | 2026.09 | 1.1325 | 1132.4511 | 172340.6179
6 | 10 | 15 | 300 | 331 | 14.6 | 3.1 | 561.486 | 27.131 | 3430.446 | 3300.824 | 1.15 | 1150.0351 | 175016.6129
6 | 10 | 16 | 203 | 277 | 16.9 | 5.3 | 377.768 | 23.65 | 2329.273 | 2234.467 | 1.1772 | 1177.2458 | 179157.645
6 | 10 | 17 | 169 | 177 | 16.4 | 1.7 | 220.426 | 22.125 | 1334.84 | 1266.543 | 1.1906 | 1190.5571 | 181183.3937
6 | 10 | 18 | 547 | 81 | 16.1 | 2.5 | 143.449 | 18.657 | 701.404 | 647.552 | 1.1648 | 1164.8144 | 177265.7748
6 | 10 | 19 | 485 | 45 | 15.9 | 1.9 | 34.703 | 15.401 | 224.576 | 180.345 | 1.1279 | 1127.8624 | 171642.2842
6 | 10 | 20 | 326 | 19 | 15.5 | 1.1 | 16.986 | 13.836 | 110.696 | 68.604 | 1.0986 | 1098.6375 | 167194.7306
6 | 10 | 21 | 1 | 4 | 14.2 | 1.9 | 0 | 14.2 | 0 | 0 | 1.0671 | 1067.0946 | 162394.4169
6 | 10 | 22 | 0 | 0 | 13.4 | 2.5 | 0 | 13.4 | 0 | 0 | 1.0216 | 1021.5784 | 155467.6017
6 | 10 | 23 | 0 | 0 | 12.4 | 1.7 | 0 | 12.4 | 0 | 0 | 0.91211 | 912.1074 | 138807.895
6 | 11 | 0 | 0 | 0 | 11.8 | 0 | 0 | 11.8 | 0 | 0 | 0.78761 | 787.6087 | 119861.2118
6 | 11 | 1 | 0 | 0 | 11.3 | 1.1 | 0 | 11.3 | 0 | 0 | 0.71001 | 710.0076 | 108051.5934
6 | 11 | 2 | 0 | 0 | 9.7 | 0 | 0 | 9.7 | 0 | 0 | 0.66855 | 668.5516 | 101742.6711
6 | 11 | 3 | 0 | 3 | 8.4 | 0 | 0 | 8.4 | 0 | 0 | 0.64465 | 644.6524 | 98105.6026
6 | 11 | 4 | 64 | 31 | 7.9 | 1.1 | 23.84 | 6.17 | 160.679 | 117.655 | 0.63579 | 635.786 | 96756.2774
6 | 11 | 5 | 532 | 44 | 10.3 | 0 | 34.633 | 7.922 | 231.659 | 187.293 | 0.64306 | 643.0645 | 97863.9406
6 | 11 | 6 | 708 | 60 | 12.1 | 0.6 | 127.714 | 14.232 | 572.001 | 520.867 | 0.71802 | 718.0241 | 109271.574
6 | 11 | 7 | 797 | 76 | 14.5 | 1.7 | 344.745 | 22.78 | 1909.361 | 1826.32 | 0.83504 | 835.0366 | 127078.9774
6 | 11 | 8 | 853 | 88 | 16 | 1.1 | 567.236 | 32.89 | 3269.307 | 3145.138 | 0.92097 | 920.9705 | 140156.7167
6 | 11 | 9 | 887 | 98 | 17.8 | 2.5 | 763.561 | 36.678 | 4430.36 | 4264.151 | 0.99671 | 996.7142 | 151683.6731
6 | 11 | 10 | 885 | 118 | 18.5 | 5.6 | 912.753 | 35.059 | 5375.469 | 5170.326 | 1.055 | 1054.9537 | 160546.7721
6 | 11 | 11 | 872 | 130 | 19.2 | 4.2 | 995.683 | 40.581 | 5712.578 | 5492.526 | 1.097 | 1096.9545 | 166938.6121
6 | 11 | 12 | 870 | 145 | 19.7 | 5.3 | 1039.307 | 39.511 | 5996.396 | 5763.374 | 1.1174 | 1117.3834 | 170047.5629
6 | 11 | 13 | 818 | 160 | 20.9 | 2.5 | 992.409 | 46.256 | 5530.297 | 5318.374 | 1.1269 | 1126.9122 | 171497.6812
6 | 11 | 14 | 725 | 186 | 20.7 | 4.2 | 867.356 | 39.564 | 4997.219 | 4808.166 | 1.1325 | 1132.4511 | 172340.6179
6 | 11 | 15 | 780 | 148 | 21.4 | 1.1 | 757.923 | 45.559 | 4212.527 | 4054.691 | 1.15 | 1150.0351 | 175016.6129
6 | 11 | 16 | 669 | 139 | 21.1 | 2.5 | 535.219 | 34.92 | 3082.7 | 2964.693 | 1.1772 | 1177.2458 | 179157.645
6 | 11 | 17 | 547 | 131 | 20.8 | 2.5 | 324.416 | 28.856 | 1820.793 | 1740.127 | 1.1906 | 1190.5571 | 181183.3937
6 | 11 | 18 | 539 | 94 | 20.8 | 1.7 | 154.314 | 24.502 | 752.745 | 697.793 | 1.1648 | 1164.8144 | 177265.7748
6 | 11 | 19 | 318 | 69 | 18.7 | 1.7 | 52.023 | 18.809 | 331.503 | 285.208 | 1.1279 | 1127.8624 | 171642.2842
6 | 11 | 20 | 118 | 30 | 14.9 | 1.7 | 23.593 | 13.686 | 153.858 | 110.962 | 1.0986 | 1098.6375 | 167194.7306
6 | 11 | 21 | 0 | 4 | 14 | 1.9 | 0 | 14 | 0 | 0 | 1.0671 | 1067.0946 | 162394.4169
6 | 11 | 22 | 0 | 0 | 11.7 | 1.1 | 0 | 11.7 | 0 | 0 | 1.0216 | 1021.5784 | 155467.6017
6 | 11 | 23 | 0 | 0 | 10.9 | 2.5 | 0 | 10.9 | 0 | 0 | 0.91211 | 912.1074 | 138807.895
6 | 12 | 0 | 0 | 0 | 9.9 | 1.1 | 0 | 9.9 | 0 | 0 | 0.78761 | 787.6087 | 119861.2118
6 | 12 | 1 | 0 | 0 | 9.7 | 1.7 | 0 | 9.7 | 0 | 0 | 0.71001 | 710.0076 | 108051.5934
6 | 12 | 2 | 0 | 0 | 8.3 | 1.9 | 0 | 8.3 | 0 | 0 | 0.66855 | 668.5516 | 101742.6711
6 | 12 | 3 | 0 | 4 | 7.8 | 1.1 | 0 | 7.8 | 0 | 0 | 0.64465 | 644.6524 | 98105.6026
6 | 12 | 4 | 74 | 29 | 8.5 | 2.5 | 22.649 | 7.188 | 151.985 | 109.124 | 0.63579 | 635.786 | 96756.2774
6 | 12 | 5 | 371 | 61 | 12.5 | 2.5 | 46.49 | 11.882 | 305.613 | 259.823 | 0.64306 | 643.0645 | 97863.9406
6 | 12 | 6 | 586 | 84 | 15.1 | 3.1 | 131.887 | 16.713 | 637.01 | 584.52 | 0.71802 | 718.0241 | 109271.574
6 | 12 | 7 | 716 | 100 | 17.2 | 3.6 | 337.62 | 23.641 | 1882.038 | 1799.734 | 0.83504 | 835.0366 | 127078.9774
6 | 12 | 8 | 802 | 107 | 18.9 | 4.2 | 557.46 | 30.111 | 3261.097 | 3137.203 | 0.92097 | 920.9705 | 140156.7167
6 | 12 | 9 | 842 | 115 | 20.2 | 3.6 | 752.039 | 36.706 | 4364.095 | 4200.457 | 0.99671 | 996.7142 | 151683.6731
6 | 12 | 10 | 867 | 122 | 21.3 | 4.7 | 900.49 | 39.382 | 5190.169 | 4992.993 | 1.055 | 1054.9537 | 160546.7721
6 | 12 | 11 | 899 | 124 | 23.1 | 5.3 | 1015.498 | 42.338 | 5774.309 | 5551.468 | 1.097 | 1096.9545 | 166938.6121
6 | 12 | 12 | 860 | 136 | 22.4 | 5.3 | 1019.939 | 41.887 | 5814.102 | 5589.454 | 1.1174 | 1117.3834 | 170047.5629
6 | 12 | 13 | 848 | 131 | 23 | 6.1 | 980.224 | 40.247 | 5633.755 | 5417.237 | 1.1269 | 1126.9122 | 171497.6812
6 | 12 | 14 | 883 | 111 | 23.6 | 5.6 | 917.872 | 40.585 | 5260.138 | 5059.973 | 1.1325 | 1132.4511 | 172340.6179
6 | 12 | 15 | 856 | 102 | 23.8 | 5.3 | 764.234 | 38.404 | 4403.35 | 4238.191 | 1.15 | 1150.0351 | 175016.6129
6 | 12 | 16 | 811 | 94 | 23.4 | 6.1 | 573.329 | 33.3 | 3318.016 | 3192.211 | 1.1772 | 1177.2458 | 179157.645
6 | 12 | 17 | 742 | 87 | 22.7 | 7.2 | 360.676 | 28.034 | 1995.617 | 1910.227 | 1.1906 | 1190.5571 | 181183.3937
6 | 12 | 18 | 624 | 79 | 22.1 | 6.1 | 153.687 | 24.163 | 717.211 | 663.021 | 1.1648 | 1164.8144 | 177265.7748
6 | 12 | 19 | 388 | 63 | 19.9 | 3.6 | 47.642 | 19.836 | 302.156 | 256.433 | 1.1279 | 1127.8624 | 171642.2842
6 | 12 | 20 | 131 | 31 | 15.9 | 4.7 | 24.321 | 15.085 | 157.612 | 114.646 | 1.0986 | 1098.6375 | 167194.7306
6 | 12 | 21 | 0 | 4 | 13.9 | 4.2 | 0 | 13.9 | 0 | 0 | 1.0671 | 1067.0946 | 162394.4169
6 | 12 | 22 | 0 | 0 | 13.6 | 5.3 | 0 | 13.6 | 0 | 0 | 1.0216 | 1021.5784 | 155467.6017
6 | 12 | 23 | 0 | 0 | 12.6 | 5.3 | 0 | 12.6 | 0 | 0 | 0.91211 | 912.1074 | 138807.895
6 | 13 | 0 | 0 | 0 | 12.3 | 6.7 | 0 | 12.3 | 0 | 0 | 0.78761 | 787.6087 | 119861.2118
6 | 13 | 1 | 0 | 0 | 12 | 6.1 | 0 | 12 | 0 | 0 | 0.71001 | 710.0076 | 108051.5934
6 | 13 | 2 | 0 | 0 | 11 | 6.1 | 0 | 11 | 0 | 0 | 0.66855 | 668.5516 | 101742.6711
6 | 13 | 3 | 0 | 3 | 9.9 | 6.1 | 0 | 9.9 | 0 | 0 | 0.64465 | 644.6524 | 98105.6026
6 | 13 | 4 | 113 | 29 | 11 | 6.7 | 22.687 | 10.238 | 150.222 | 107.394 | 0.63579 | 635.786 | 96756.2774
6 | 13 | 5 | 471 | 53 | 12.3 | 6.7 | 42.517 | 11.876 | 279.505 | 234.22 | 0.64306 | 643.0645 | 97863.9406
6 | 13 | 6 | 678 | 68 | 14.4 | 8.3 | 127.544 | 15.303 | 580.065 | 528.764 | 0.71802 | 718.0241 | 109271.574
6 | 13 | 7 | 801 | 76 | 16.3 | 6.7 | 345.057 | 21.046 | 1924.693 | 1841.237 | 0.83504 | 835.0366 | 127078.9774
6 | 13 | 8 | 868 | 82 | 18.6 | 9.2 | 566.963 | 25.688 | 3379.808 | 3251.912 | 0.92097 | 920.9705 | 140156.7167
6 | 13 | 9 | 906 | 88 | 19.8 | 9.2 | 766.193 | 29.778 | 4597.117 | 4424.346 | 0.99671 | 996.7142 | 151683.6731
6 | 13 | 10 | 929 | 91 | 21.1 | 8.6 | 922.46 | 33.923 | 5462.604 | 5253.659 | 1.055 | 1054.9537 | 160546.7721
6 | 13 | 11 | 940 | 93 | 23 | 9.7 | 1022.415 | 36.299 | 5993.235 | 5760.359 | 1.097 | 1096.9545 | 166938.6121
6 | 13 | 12 | 941 | 93 | 23.6 | 9.7 | 1056.267 | 37.423 | 6158.404 | 5917.807 | 1.1174 | 1117.3834 | 170047.5629
6 | 13 | 13 | 928 | 94 | 24 | 10.3 | 1020.041 | 36.85 | 5963.369 | 5731.875 | 1.1269 | 1126.9122 | 171497.6812
6 | 13 | 14 | 903 | 95 | 24.6 | 10.8 | 919.327 | 35.796 | 5396.322 | 5190.273 | 1.1325 | 1132.4511 | 172340.6179
6 | 13 | 15 | 869 | 94 | 24.4 | 8.6 | 766.382 | 35.187 | 4486.748 | 4318.334 | 1.15 | 1150.0351 | 175016.6129
6 | 13 | 16 | 806 | 96 | 23.9 | 9.2 | 573.067 | 31.463 | 3347.195 | 3220.406 | 1.1772 | 1177.2458 | 179157.645
6 | 13 | 17 | 712 | 94 | 23.3 | 8.6 | 355.314 | 27.96 | 1972.473 | 1887.717 | 1.1906 | 1190.5571 | 181183.3937
6 | 13 | 18 | 609 | 83 | 22.6 | 8.3 | 155.747 | 24.283 | 734.904 | 680.335 | 1.1648 | 1164.8144 | 177265.7748
6 | 13 | 19 | 426 | 59 | 21 | 7.8 | 46.683 | 20.906 | 294.625 | 249.048 | 1.1279 | 1127.8624 | 171642.2842
6 | 13 | 20 | 299 | 23 | 19 | 7.8 | 19.259 | 18.363 | 122.971 | 80.651 | 1.0986 | 1098.6375 | 167194.7306
6 | 13 | 21 | 1 | 4 | 17.9 | 8.3 | 0 | 17.9 | 0 | 0 | 1.0671 | 1067.0946 | 162394.4169
6 | 13 | 22 | 0 | 0 | 17.6 | 9.2 | 0 | 17.6 | 0 | 0 | 1.0216 | 1021.5784 | 155467.6017
6 | 13 | 23 | 0 | 0 | 16.4 | 9.7 | 0 | 16.4 | 0 | 0 | 0.91211 | 912.1074 | 138807.895
6 | 14 | 0 | 0 | 0 | 15.6 | 8.6 | 0 | 15.6 | 0 | 0 | 0.78761 | 787.6087 | 119861.2118
6 | 14 | 1 | 0 | 0 | 15.5 | 10.3 | 0 | 15.5 | 0 | 0 | 0.71001 | 710.0076 | 108051.5934
6 | 14 | 2 | 0 | 0 | 15 | 8.6 | 0 | 15 | 0 | 0 | 0.66855 | 668.5516 | 101742.6711
6 | 14 | 3 | 0 | 2 | 14.1 | 7.2 | 0 | 14.1 | 0 | 0 | 0.64465 | 644.6524 | 98105.6026
6 | 14 | 4 | 0 | 12 | 14.1 | 8.3 | 10.461 | 13.284 | 68.344 | 27.031 | 0.63579 | 635.786 | 96756.2774
6 | 14 | 5 | 2 | 36 | 14.1 | 9.7 | 31.471 | 13.635 | 205.276 | 161.411 | 0.64306 | 643.0645 | 97863.9406
6 | 14 | 6 | 3 | 93 | 15.4 | 5.6 | 79.759 | 15.658 | 514.471 | 464.519 | 0.71802 | 718.0241 | 109271.574
6 | 14 | 7 | 29 | 201 | 16.2 | 7.8 | 183.65 | 18.039 | 1165.114 | 1100.874 | 0.83504 | 835.0366 | 127078.9774
6 | 14 | 8 | 42 | 244 | 18.5 | 5.3 | 245.212 | 22.185 | 1532.553 | 1459.358 | 0.92097 | 920.9705 | 140156.7167
6 | 14 | 9 | 4 | 193 | 18 | 4.7 | 175.136 | 20.64 | 1106.479 | 1043.609 | 0.99671 | 996.7142 | 151683.6731
6 | 14 | 10 | 0 | 128 | 17 | 2.5 | 113.429 | 18.663 | 723.273 | 668.954 | 1.055 | 1054.9537 | 160546.7721
6 | 14 | 11 | 52 | 290 | 16.3 | 2.5 | 328.988 | 23.261 | 2053.66 | 1966.67 | 1.097 | 1096.9545 | 166938.6121
6 | 14 | 12 | 310 | 403 | 18.7 | 4.2 | 742.367 | 33.762 | 4407.4 | 4242.083 | 1.1174 | 1117.3834 | 170047.5629
6 | 14 | 13 | 474 | 320 | 20.3 | 3.1 | 821.679 | 39.61 | 4737.994 | 4559.576 | 1.1269 | 1126.9122 | 171497.6812
6 | 14 | 14 | 594 | 254 | 20.7 | 1.7 | 817.69 | 43.829 | 4610.467 | 4437.165 | 1.1325 | 1132.4511 | 172340.6179
6 | 14 | 15 | 628 | 195 | 22.3 | 3.6 | 693.324 | 38.044 | 4007.535 | 3857.375 | 1.15 | 1150.0351 | 175016.6129
6 | 14 | 16 | 78 | 266 | 21.8 | 1.1 | 289.015 | 31.875 | 1722.764 | 1644.683 | 1.1772 | 1177.2458 | 179157.645
6 | 14 | 17 | 0 | 53 | 21.9 | 3.6 | 46.385 | 22.159 | 291.054 | 245.546 | 1.1906 | 1190.5571 | 181183.3937
6 | 14 | 18 | 4 | 61 | 19.2 | 7.8 | 53.966 | 19.089 | 341.873 | 295.375 | 1.1648 | 1164.8144 | 177265.7748
6 | 14 | 19 | 10 | 51 | 16.7 | 4.2 | 43.795 | 16.28 | 282.291 | 236.953 | 1.1279 | 1127.8624 | 171642.2842
6 | 14 | 20 | 0 | 16 | 15.9 | 3.6 | 13.967 | 14.724 | 90.662 | 48.939 | 1.0986 | 1098.6375 | 167194.7306
6 | 14 | 21 | 0 | 2 | 15.8 | 3.6 | 0 | 15.8 | 0 | 0 | 1.0671 | 1067.0946 | 162394.4169
6 | 14 | 22 | 0 | 0 | 15.7 | 3.1 | 0 | 15.7 | 0 | 0 | 1.0216 | 1021.5784 | 155467.6017
6 | 14 | 23 | 0 | 0 | 14.5 | 3.1 | 0 | 14.5 | 0 | 0 | 0.91211 | 912.1074 | 138807.895
6 | 15 | 0 | 0 | 0 | 12.5 | 1.9 | 0 | 12.5 | 0 | 0 | 0.78761 | 787.6087 | 119861.2118
6 | 15 | 1 | 0 | 0 | 12.3 | 1.1 | 0 | 12.3 | 0 | 0 | 0.71001 | 710.0076 | 108051.5934
6 | 15 | 2 | 0 | 0 | 11.5 | 0.6 | 0 | 11.5 | 0 | 0 | 0.66855 | 668.5516 | 101742.6711
6 | 15 | 3 | 0 | 4 | 11 | 1.9 | 0 | 11 | 0 | 0 | 0.64465 | 644.6524 | 98105.6026
6 | 15 | 4 | 34 | 32 | 11 | 0 | 24.526 | 8.164 | 163.879 | 120.796 | 0.63579 | 635.786 | 96756.2774
6 | 15 | 5 | 136 | 91 | 12.3 | 3.1 | 66.718 | 12.229 | 437.912 | 389.509 | 0.64306 | 643.0645 | 97863.9406
6 | 15 | 6 | 135 | 157 | 13.8 | 3.6 | 137.636 | 15.502 | 841.647 | 784.761 | 0.71802 | 718.0241 | 109271.574
6 | 15 | 7 | 108 | 173 | 15.3 | 3.1 | 189.59 | 18.541 | 1175.141 | 1110.665 | 0.83504 | 835.0366 | 127078.9774
6 | 15 | 8 | 257 | 192 | 16.8 | 7.2 | 326.287 | 21.112 | 2020.928 | 1934.842 | 0.92097 | 920.9705 | 140156.7167
6 | 15 | 9 | 566 | 191 | 15 | 5.3 | 625.607 | 26.049 | 3828.613 | 3684.988 | 0.99671 | 996.7142 | 151683.6731
6 | 15 | 10 | 747 | 168 | 17.4 | 4.2 | 853.984 | 35.375 | 5022.155 | 4832.062 | 1.055 | 1054.9537 | 160546.7721
6 | 15 | 11 | 629 | 234 | 18.5 | 4.7 | 883.912 | 36.424 | 5178.386 | 4981.711 | 1.097 | 1096.9545 | 166938.6121
6 | 15 | 12 | 476 | 315 | 19.5 | 5.6 | 833.541 | 34.799 | 4923.527 | 4737.53 | 1.1174 | 1117.3834 | 170047.5629
6 | 15 | 13 | 476 | 355 | 19.3 | 4.2 | 858.69 | 37.722 | 4998.606 | 4809.496 | 1.1269 | 1126.9122 | 171497.6812
6 | 15 | 14 | 354 | 348 | 19.5 | 4.2 | 680.422 | 34.278 | 4026.584 | 3875.718 | 1.1325 | 1132.4511 | 172340.6179
6 | 15 | 15 | 519 | 248 | 19 | 1.7 | 657.925 | 37.613 | 3813.956 | 3670.86 | 1.15 | 1150.0351 | 175016.6129
6 | 15 | 16 | 587 | 173 | 19.2 | 1.1 | 521.856 | 35.996 | 2998.293 | 2883.019 | 1.1772 | 1177.2458 | 179157.645
6 | 15 | 17 | 276 | 181 | 19.5 | 3.1 | 267.064 | 25.581 | 1572.334 | 1498.132 | 1.1906 | 1190.5571 | 181183.3937
6 | 15 | 18 | 14 | 123 | 18.7 | 5.6 | 105.935 | 19.826 | 666.418 | 613.309 | 1.1648 | 1164.8144 | 177265.7748
6 | 15 | 19 | 0 | 52 | 16.6 | 0 | 44.55 | 16.625 | 286.71 | 241.286 | 1.1279 | 1127.8624 | 171642.2842
6 | 15 | 20 | 0 | 21 | 14.8 | 1.7 | 17.98 | 13.39 | 117.41 | 75.193 | 1.0986 | 1098.6375 | 167194.7306
6 | 15 | 21 | 0 | 5 | 13.9 | 1.7 | 0 | 13.9 | 0 | 0 | 1.0671 | 1067.0946 | 162394.4169
6 | 15 | 22 | 0 | 0 | 13.3 | 1.1 | 0 | 13.3 | 0 | 0 | 1.0216 | 1021.5784 | 155467.6017
6 | 15 | 23 | 0 | 0 | 13.1 | 2.5 | 0 | 13.1 | 0 | 0 | 0.91211 | 912.1074 | 138807.895
6 | 16 | 0 | 0 | 0 | 12.6 | 3.1 | 0 | 12.6 | 0 | 0 | 0.78761 | 787.6087 | 119861.2118
6 | 16 | 1 | 0 | 0 | 12.5 | 3.6 | 0 | 12.5 | 0 | 0 | 0.71001 | 710.0076 | 108051.5934
6 | 16 | 2 | 0 | 0 | 12.3 | 1.1 | 0 | 12.3 | 0 | 0 | 0.66855 | 668.5516 | 101742.6711
6 | 16 | 3 | 0 | 2 | 12 | 0.6 | 0 | 12 | 0 | 0 | 0.64465 | 644.6524 | 98105.6026
6 | 16 | 4 | 1 | 13 | 11.8 | 2.5 | 11.34 | 10.232 | 75.092 | 33.655 | 0.63579 | 635.786 | 96756.2774
6 | 16 | 5 | 2 | 36 | 12.4 | 2.5 | 31.471 | 11.351 | 207.367 | 163.463 | 0.64306 | 643.0645 | 97863.9406
6 | 16 | 6 | 19 | 113 | 13.2 | 3.6 | 96.902 | 13.869 | 624.53 | 572.302 | 0.71802 | 718.0241 | 109271.574
6 | 16 | 7 | 50 | 225 | 13.3 | 4.7 | 211.912 | 16.361 | 1349.303 | 1280.654 | 0.83504 | 835.0366 | 127078.9774
6 | 16 | 8 | 68 | 290 | 14.2 | 4.2 | 302.09 | 19.654 | 1907.825 | 1824.826 | 0.92097 | 920.9705 | 140156.7167
6 | 16 | 9 | 117 | 365 | 15.5 | 4.2 | 431.681 | 23.932 | 2680.923 | 2575.623 | 0.99671 | 996.7142 | 151683.6731
6 | 16 | 10 | 64 | 462 | 16.1 | 6.1 | 508.386 | 24.361 | 3156.661 | 3036.232 | 1.055 | 1054.9537 | 160546.7721
6 | 16 | 11 | 27 | 455 | 16 | 6.7 | 453.301 | 22.963 | 2833.666 | 2723.625 | 1.097 | 1096.9545 | 166938.6121
6 | 16 | 12 | 4 | 362 | 15.3 | 8.3 | 339.08 | 19.632 | 2152.558 | 2062.804 | 1.1174 | 1117.3834 | 170047.5629
6 | 16 | 13 | 3 | 262 | 13.1 | 8.6 | 241.133 | 15.823 | 1557.489 | 1483.663 | 1.1269 | 1126.9122 | 171497.6812
6 | 16 | 14 | 1 | 225 | 12.6 | 8.3 | 203.61 | 14.759 | 1321.426 | 1253.454 | 1.1325 | 1132.4511 | 172340.6179
6 | 16 | 15 | 1 | 195 | 13 | 4.2 | 174.907 | 15.677 | 1130.443 | 1067.015 | 1.15 | 1150.0351 | 175016.6129
6 | 16 | 16 | 0 | 151 | 11.4 | 1.7 | 133.395 | 13.825 | 869.366 | 811.869 | 1.1772 | 1177.2458 | 179157.645
6 | 16 | 17 | 0 | 99 | 11.8 | 1.9 | 86.751 | 12.662 | 568.314 | 517.255 | 1.1906 | 1190.5571 | 181183.3937
6 | 16 | 18 | 0 | 65 | 12.3 | 3.6 | 56.926 | 12.16 | 373.756 | 326.63 | 1.1648 | 1164.8144 | 177265.7748
6 | 16 | 19 | 0 | 35 | 12.5 | 3.1 | 30.57 | 11.635 | 201.178 | 157.392 | 1.1279 | 1127.8624 | 171642.2842
6 | 16 | 20 | 0 | 17 | 12.3 | 4.7 | 14.846 | 11.21 | 97.887 | 56.031 | 1.0986 | 1098.6375 | 167194.7306
6 | 16 | 21 | 0 | 2 | 11.8 | 3.6 | 0 | 11.8 | 0 | 0 | 1.0671 | 1067.0946 | 162394.4169
6 | 16 | 22 | 0 | 0 | 12.1 | 0 | 0 | 12.1 | 0 | 0 | 1.0216 | 1021.5784 | 155467.6017
6 | 16 | 23 | 0 | 0 | 11.4 | 1.7 | 0 | 11.4 | 0 | 0 | 0.91211 | 912.1074 | 138807.895
6 | 17 | 0 | 0 | 0 | 10.8 | 3.1 | 0 | 10.8 | 0 | 0 | 0.78761 | 787.6087 | 119861.2118
6 | 17 | 1 | 0 | 0 | 10 | 3.1 | 0 | 10 | 0 | 0 | 0.71001 | 710.0076 | 108051.5934
6 | 17 | 2 | 0 | 0 | 8.5 | 1.9 | 0 | 8.5 | 0 | 0 | 0.66855 | 668.5516 | 101742.6711
6 | 17 | 3 | 0 | 2 | 7.1 | 1.1 | 0 | 7.1 | 0 | 0 | 0.64465 | 644.6524 | 98105.6026
6 | 17 | 4 | 120 | 27 | 7.2 | 1.7 | 21.349 | 5.602 | 144.243 | 101.527 | 0.63579 | 635.786 | 96756.2774
6 | 17 | 5 | 529 | 46 | 8.5 | 1.9 | 36.34 | 7.44 | 243.585 | 198.991 | 0.64306 | 643.0645 | 97863.9406
6 | 17 | 6 | 721 | 59 | 10.8 | 3.6 | 125.434 | 12.114 | 561.492 | 510.575 | 0.71802 | 718.0241 | 109271.574
6 | 17 | 7 | 829 | 65 | 12.4 | 3.1 | 342.926 | 19.266 | 1916.173 | 1832.948 | 0.83504 | 835.0366 | 127078.9774
6 | 17 | 8 | 891 | 70 | 14.4 | 3.1 | 565.089 | 27.033 | 3342.214 | 3215.593 | 0.92097 | 920.9705 | 140156.7167
6 | 17 | 9 | 929 | 74 | 16 | 3.6 | 766.163 | 32.919 | 4525.784 | 4355.836 | 0.99671 | 996.7142 | 151683.6731
6 | 17 | 10 | 953 | 78 | 17.5 | 4.7 | 927.784 | 36.143 | 5433.851 | 5226.165 | 1.055 | 1054.9537 | 160546.7721
6 | 17 | 11 | 960 | 91 | 18 | 1.9 | 1038.516 | 46.365 | 5783.385 | 5560.132 | 1.097 | 1096.9545 | 166938.6121
6 | 17 | 12 | 799 | 143 | 19.2 | 2.5 | 977.279 | 44.286 | 5502.695 | 5291.989 | 1.1174 | 1117.3834 | 170047.5629
6 | 17 | 13 | 466 | 209 | 19.6 | 1.9 | 705.082 | 39.734 | 4063.069 | 3910.849 | 1.1269 | 1126.9122 | 171497.6812
6 | 17 | 14 | 429 | 250 | 19.9 | 3.1 | 662.111 | 35.537 | 3893.343 | 3747.371 | 1.1325 | 1132.4511 | 172340.6179
6 | 17 | 15 | 536 | 243 | 19.4 | 4.2 | 666.648 | 33.515 | 3943.457 | 3795.654 | 1.15 | 1150.0351 | 175016.6129
6 | 17 | 16 | 543 | 182 | 16.5 | 6.1 | 501.641 | 24.949 | 3042.963 | 2926.246 | 1.1772 | 1177.2458 | 179157.645
6 | 17 | 17 | 759 | 89 | 18.1 | 3.1 | 372.365 | 26.597 | 2079.303 | 1991.601 | 1.1906 | 1190.5571 | 181183.3937
6 | 17 | 18 | 616 | 71 | 17.8 | 2.5 | 148.94 | 20.969 | 699.122 | 645.319 | 1.1648 | 1164.8144 | 177265.7748
6 | 17 | 19 | 382 | 56 | 16.2 | 1.7 | 43.616 | 15.986 | 281.51 | 236.187 | 1.1279 | 1127.8624 | 171642.2842
6 | 17 | 20 | 112 | 25 | 14.5 | 0.6 | 19.58 | 12.679 | 128.26 | 85.842 | 1.0986 | 1098.6375 | 167194.7306
6 | 17 | 21 | 0 | 3 | 10.7 | 3.1 | 0 | 10.7 | 0 | 0 | 1.0671 | 1067.0946 | 162394.4169
6 | 17 | 22 | 0 | 0 | 10.2 | 3.1 | 0 | 10.2 | 0 | 0 | 1.0216 | 1021.5784 | 155467.6017
6 | 17 | 23 | 0 | 0 | 9.2 | 1.1 | 0 | 9.2 | 0 | 0 | 0.91211 | 912.1074 | 138807.895
6 | 18 | 0 | 0 | 0 | 8.5 | 1.1 | 0 | 8.5 | 0 | 0 | 0.78761 | 787.6087 | 119861.2118
6 | 18 | 1 | 0 | 0 | 8.1 | 1.9 | 0 | 8.1 | 0 | 0 | 0.71001 | 710.0076 | 108051.5934
6 | 18 | 2 | 0 | 0 | 7.6 | 0.6 | 0 | 7.6 | 0 | 0 | 0.66855 | 668.5516 | 101742.6711
6 | 18 | 3 | 0 | 3 | 7.3 | 2.5 | 0 | 7.3 | 0 | 0 | 0.64465 | 644.6524 | 98105.6026
6 | 18 | 4 | 100 | 23 | 8.3 | 1.7 | 18.409 | 6.655 | 123.816 | 81.481 | 0.63579 | 635.786 | 96756.2774
6 | 18 | 5 | 379 | 52 | 9.3 | 1.1 | 41.343 | 8.187 | 276.224 | 231.003 | 0.64306 | 643.0645 | 97863.9406
6 | 18 | 6 | 724 | 58 | 12.6 | 4.7 | 124.29 | 13.768 | 549.656 | 498.983 | 0.71802 | 718.0241 | 109271.574
6 | 18 | 7 | 783 | 80 | 14.8 | 3.6 | 339.887 | 21.268 | 1893.524 | 1810.91 | 0.83504 | 835.0366 | 127078.9774
6 | 18 | 8 | 746 | 124 | 16.5 | 3.6 | 539.813 | 27.933 | 3193.236 | 3071.599 | 0.92097 | 920.9705 | 140156.7167
6 | 18 | 9 | 790 | 142 | 18 | 6.1 | 737.7 | 30.406 | 4415.702 | 4250.063 | 0.99671 | 996.7142 | 151683.6731
6 | 18 | 10 | 827 | 141 | 18.4 | 3.6 | 890.707 | 38.322 | 5161.202 | 4965.257 | 1.055 | 1054.9537 | 160546.7721
6 | 18 | 11 | 875 | 124 | 18.7 | 4.7 | 990.381 | 38.792 | 5733.589 | 5512.59 | 1.097 | 1096.9545 | 166938.6121
6 | 18 | 12 | 732 | 195 | 19.2 | 3.6 | 972.011 | 41.359 | 5555.834 | 5342.782 | 1.1174 | 1117.3834 | 170047.5629
6 | 18 | 13 | 695 | 202 | 19.7 | 3.6 | 923.024 | 40.76 | 5291.343 | 5089.837 | 1.1269 | 1126.9122 | 171497.6812
6 | 18 | 14 | 593 | 199 | 20 | 3.6 | 763.568 | 37.528 | 4444.98 | 4278.201 | 1.1325 | 1132.4511 | 172340.6179
6 | 18 | 15 | 482 | 211 | 20.1 | 0 | 594.088 | 45.223 | 3312.729 | 3187.103 | 1.15 | 1150.0351 | 175016.6129
6 | 18 | 16 | 480 | 219 | 20.5 | 3.1 | 499.989 | 32.165 | 2937.273 | 2823.953 | 1.1772 | 1177.2458 | 179157.645
6 | 18 | 17 | 364 | 172 | 20.6 | 1.9 | 292.82 | 28.486 | 1684.329 | 1607.249 | 1.1906 | 1190.5571 | 181183.3937
6 | 18 | 18 | 83 | 111 | 19.3 | 1.7 | 105.367 | 21.479 | 630.845 | 578.485 | 1.1648 | 1164.8144 | 177265.7748
6 | 18 | 19 | 44 | 74 | 17.2 | 4.2 | 59.163 | 17.227 | 379.72 | 332.476 | 1.1279 | 1127.8624 | 171642.2842
6 | 18 | 20 | 67 | 24 | 14.4 | 1.1 | 19.268 | 12.908 | 126.091 | 83.713 | 1.0986 | 1098.6375 | 167194.7306
6 | 18 | 21 | 0 | 2 | 12.5 | 1.9 | 0 | 12.5 | 0 | 0 | 1.0671 | 1067.0946 | 162394.4169
6 | 18 | 22 | 0 | 0 | 12.8 | 3.6 | 0 | 12.8 | 0 | 0 | 1.0216 | 1021.5784 | 155467.6017
6 | 18 | 23 | 0 | 0 | 12.8 | 4.2 | 0 | 12.8 | 0 | 0 | 0.91211 | 912.1074 | 138807.895
6 | 19 | 0 | 0 | 0 | 12.5 | 4.2 | 0 | 12.5 | 0 | 0 | 0.78761 | 787.6087 | 119861.2118
6 | 19 | 1 | 0 | 0 | 11.1 | 3.6 | 0 | 11.1 | 0 | 0 | 0.71001 | 710.0076 | 108051.5934
6 | 19 | 2 | 0 | 0 | 10.2 | 2.5 | 0 | 10.2 | 0 | 0 | 0.66855 | 668.5516 | 101742.6711
6 | 19 | 3 | 0 | 3 | 9.8 | 4.2 | 0 | 9.8 | 0 | 0 | 0.64465 | 644.6524 | 98105.6026
6 | 19 | 4 | 0 | 20 | 10.1 | 2.5 | 16.968 | 8.652 | 113.139 | 71.001 | 0.63579 | 635.786 | 96756.2774
6 | 19 | 5 | 5 | 64 | 10.9 | 1.9 | 52.505 | 10.33 | 347.527 | 300.918 | 0.64306 | 643.0645 | 97863.9406
6 | 19 | 6 | 14 | 128 | 11.3 | 3.6 | 107.5 | 12.241 | 700.5 | 646.668 | 0.71802 | 718.0241 | 109271.574
6 | 19 | 7 | 27 | 192 | 12 | 4.7 | 175.121 | 14.316 | 1129.954 | 1066.537 | 0.83504 | 835.0366 | 127078.9774
6 | 19 | 8 | 22 | 253 | 13 | 5.6 | 237.022 | 16.333 | 1524.197 | 1451.213 | 0.92097 | 920.9705 | 140156.7167
6 | 19 | 9 | 19 | 305 | 13.5 | 6.7 | 290.274 | 17.434 | 1860.369 | 1778.646 | 0.99671 | 996.7142 | 151683.6731
6 | 19 | 10 | 132 | 389 | 12.8 | 7.8 | 504.895 | 19.637 | 3203.577 | 3081.598 | 1.055 | 1054.9537 | 160546.7721
6 | 19 | 11 | 260 | 450 | 13.3 | 8.3 | 712.123 | 23.057 | 4449.301 | 4282.353 | 1.097 | 1096.9545 | 166938.6121
6 | 19 | 12 | 139 | 449 | 13.8 | 6.7 | 601.464 | 23.416 | 3751.97 | 3611.099 | 1.1174 | 1117.3834 | 170047.5629
6 | 19 | 13 | 282 | 419 | 14 | 6.1 | 720.96 | 26.158 | 4439.588 | 4273.019 | 1.1269 | 1126.9122 | 171497.6812
6 | 19 | 14 | 330 | 304 | 15.3 | 7.2 | 614.156 | 24.697 | 3805.553 | 3662.76 | 1.1325 | 1132.4511 | 172340.6179
6 | 19 | 15 | 133 | 255 | 14.4 | 2.5 | 349.975 | 23.349 | 2178.897 | 2088.4 | 1.15 | 1150.0351 | 175016.6129
6 | 19 | 16 | 211 | 223 | 14.9 | 5.3 | 339.586 | 20.582 | 2121.201 | 2032.329 | 1.1772 | 1177.2458 | 179157.645
6 | 19 | 17 | 58 | 114 | 14.6 | 4.7 | 122.785 | 16.297 | 774.714 | 719.288 | 1.1906 | 1190.5571 | 181183.3937
6 | 19 | 18 | 58 | 85 | 8.9 | 4.2 | 81.273 | 9.331 | 516.371 | 466.38 | 1.1648 | 1164.8144 | 177265.7748
6 | 19 | 19 | 266 | 71 | 9.4 | 1.7 | 53.176 | 9.062 | 353.934 | 307.2 | 1.1279 | 1127.8624 | 171642.2842
6 | 19 | 20 | 191 | 35 | 8.7 | 1.7 | 27.721 | 7.478 | 185.784 | 142.288 | 1.0986 | 1098.6375 | 167194.7306
6 | 19 | 21 | 0 | 4 | 7.2 | 1.9 | 0 | 7.2 | 0 | 0 | 1.0671 | 1067.0946 | 162394.4169
6 | 19 | 22 | 0 | 0 | 8 | 4.2 | 0 | 8 | 0 | 0 | 1.0216 | 1021.5784 | 155467.6017
6 | 19 | 23 | 0 | 0 | 8.2 | 4.7 | 0 | 8.2 | 0 | 0 | 0.91211 | 912.1074 | 138807.895
6 | 20 | 0 | 0 | 0 | 6.3 | 3.1 | 0 | 6.3 | 0 | 0 | 0.78761 | 787.6087 | 119861.2118
6 | 20 | 1 | 0 | 0 | 5.2 | 1.9 | 0 | 5.2 | 0 | 0 | 0.71001 | 710.0076 | 108051.5934
6 | 20 | 2 | 0 | 0 | 4.9 | 3.1 | 0 | 4.9 | 0 | 0 | 0.66855 | 668.5516 | 101742.6711
6 | 20 | 3 | 0 | 3 | 5.6 | 3.6 | 0 | 5.6 | 0 | 0 | 0.64465 | 644.6524 | 98105.6026
6 | 20 | 4 | 121 | 31 | 6.5 | 5.3 | 24.07 | 5.602 | 162.627 | 119.567 | 0.63579 | 635.786 | 96756.2774
6 | 20 | 5 | 392 | 60 | 8.2 | 5.3 | 45.783 | 7.725 | 306.503 | 260.695 | 0.64306 | 643.0645 | 97863.9406
6 | 20 | 6 | 262 | 108 | 9.6 | 4.2 | 113.869 | 10.588 | 657.867 | 604.938 | 0.71802 | 718.0241 | 109271.574
6 | 20 | 7 | 255 | 165 | 10.2 | 5.3 | 232.697 | 13.444 | 1435.093 | 1364.335 | 0.83504 | 835.0366 | 127078.9774
6 | 20 | 8 | 338 | 232 | 12.2 | 10.3 | 406.85 | 16.61 | 2568.933 | 2467.038 | 0.92097 | 920.9705 | 140156.7167
6 | 20 | 9 | 185 | 314 | 12.8 | 8.6 | 440.139 | 18.394 | 2800.933 | 2691.917 | 0.99671 | 996.7142 | 151683.6731
6 | 20 | 10 | 25 | 270 | 12.6 | 7.8 | 277.708 | 16.155 | 1790.76 | 1710.891 | 1.055 | 1054.9537 | 160546.7721
6 | 20 | 11 | 10 | 264 | 11.5 | 8.6 | 249.686 | 14.279 | 1623.939 | 1548.418 | 1.097 | 1096.9545 | 166938.6121
6 | 20 | 12 | 1 | 201 | 11.5 | 10.8 | 181.984 | 13.03 | 1190.24 | 1125.408 | 1.1174 | 1117.3834 | 170047.5629
6 | 20 | 13 | 14 | 243 | 8.9 | 8.3 | 233.958 | 11.416 | 1541.145 | 1467.733 | 1.1269 | 1126.9122 | 171497.6812
6 | 20 | 14 | 48 | 346 | 9.7 | 5.6 | 375.985 | 15.643 | 2430.071 | 2332.317 | 1.1325 | 1132.4511 | 172340.6179
6 | 20 | 15 | 34 | 330 | 12.8 | 6.1 | 337.938 | 17.982 | 2160.24 | 2070.271 | 1.15 | 1150.0351 | 175016.6129
6 | 20 | 16 | 41 | 286 | 11.2 | 5.3 | 286.535 | 15.822 | 1845.777 | 1764.445 | 1.1772 | 1177.2458 | 179157.645
6 | 20 | 17 | 48 | 219 | 12.9 | 7.2 | 210.409 | 15.436 | 1347.604 | 1278.997 | 1.1906 | 1190.5571 | 181183.3937
6 | 20 | 18 | 1 | 105 | 12.7 | 4.2 | 90 | 13.545 | 586.879 | 535.436 | 1.1648 | 1164.8144 | 177265.7748
6 | 20 | 19 | 9 | 64 | 12.6 | 1.9 | 53.571 | 12.369 | 351.403 | 304.718 | 1.1279 | 1127.8624 | 171642.2842
6 | 20 | 20 | 47 | 23 | 10.3 | 1.9 | 19.051 | 8.902 | 126.89 | 84.497 | 1.0986 | 1098.6375 | 167194.7306
6 | 20 | 21 | 0 | 3 | 9.9 | 2.5 | 0 | 9.9 | 0 | 0 | 1.0671 | 1067.0946 | 162394.4169
6 | 20 | 22 | 0 | 0 | 10.6 | 5.3 | 0 | 10.6 | 0 | 0 | 1.0216 | 1021.5784 | 155467.6017
6 | 20 | 23 | 0 | 0 | 9.1 | 5.3 | 0 | 9.1 | 0 | 0 | 0.91211 | 912.1074 | 138807.895
6 | 21 | 0 | 0 | 0 | 9.7 | 4.2 | 0 | 9.7 | 0 | 0 | 0.78761 | 787.6087 | 119861.2118
6 | 21 | 1 | 0 | 0 | 9.3 | 4.7 | 0 | 9.3 | 0 | 0 | 0.71001 | 710.0076 | 108051.5934
6 | 21 | 2 | 0 | 0 | 8.3 | 1.9 | 0 | 8.3 | 0 | 0 | 0.66855 | 668.5516 | 101742.6711
6 | 21 | 3 | 0 | 3 | 6.1 | 1.9 | 0 | 6.1 | 0 | 0 | 0.64465 | 644.6524 | 98105.6026
6 | 21 | 4 | 55 | 28 | 7.2 | 1.9 | 21.999 | 5.696 | 148.574 | 105.776 | 0.63579 | 635.786 | 96756.2774
6 | 21 | 5 | 426 | 45 | 8.7 | 3.1 | 35.235 | 7.796 | 235.817 | 191.371 | 0.64306 | 643.0645 | 97863.9406
6 | 21 | 6 | 491 | 95 | 11.2 | 4.7 | 125.381 | 12.363 | 646.546 | 593.856 | 0.71802 | 718.0241 | 109271.574
6 | 21 | 7 | 613 | 122 | 12.9 | 5.6 | 318.505 | 17.659 | 1841.613 | 1760.392 | 0.83504 | 835.0366 | 127078.9774
6 | 21 | 8 | 884 | 70 | 15 | 5.3 | 558.642 | 24.775 | 3337.354 | 3210.897 | 0.92097 | 920.9705 | 140156.7167
6 | 21 | 9 | 928 | 69 | 16.3 | 4.2 | 757.802 | 32.178 | 4491.403 | 4322.807 | 0.99671 | 996.7142 | 151683.6731
6 | 21 | 10 | 823 | 99 | 18.3 | 4.2 | 834.324 | 36.1 | 4887.672 | 4703.152 | 1.055 | 1054.9537 | 160546.7721
6 | 21 | 11 | 591 | 169 | 18.8 | 5.3 | 777.615 | 33.494 | 4621.837 | 4448.081 | 1.097 | 1096.9545 | 166938.6121
6 | 21 | 12 | 559 | 208 | 15.6 | 1.9 | 811.333 | 37.982 | 4717.181 | 4539.603 | 1.1174 | 1117.3834 | 170047.5629
6 | 21 | 13 | 518 | 229 | 19.5 | 5.3 | 777.181 | 34.156 | 4604.724 | 4431.65 | 1.1269 | 1126.9122 | 171497.6812
6 | 21 | 14 | 274 | 325 | 19.8 | 4.7 | 585.57 | 31.659 | 3510.201 | 3377.834 | 1.1325 | 1132.4511 | 172340.6179
6 | 21 | 15 | 318 | 324 | 15.9 | 1.9 | 570.185 | 31.459 | 3412.111 | 3283.115 | 1.15 | 1150.0351 | 175016.6129
6 | 21 | 16 | 522 | 182 | 20 | 1.7 | 491.07 | 33.801 | 2856.886 | 2746.115 | 1.1772 | 1177.2458 | 179157.645
6 | 21 | 17 | 108 | 125 | 19.2 | 2.5 | 153.769 | 22.853 | 931.778 | 872.892 | 1.1906 | 1190.5571 | 181183.3937
6 | 21 | 18 | 40 | 113 | 18.3 | 4.2 | 101.414 | 19.36 | 628.786 | 576.469 | 1.1648 | 1164.8144 | 177265.7748
6 | 21 | 19 | 131 | 115 | 14.8 | 1.7 | 81.6 | 15.474 | 527.892 | 477.665 | 1.1279 | 1127.8624 | 171642.2842
6 | 21 | 20 | 200 | 32 | 12.5 | 2.5 | 25.285 | 11.511 | 166.494 | 123.361 | 1.0986 | 1098.6375 | 167194.7306
6 | 21 | 21 | 0 | 6 | 10.5 | 1.9 | 0 | 10.5 | 0 | 0 | 1.0671 | 1067.0946 | 162394.4169
6 | 21 | 22 | 0 | 0 | 12.3 | 2.5 | 0 | 12.3 | 0 | 0 | 1.0216 | 1021.5784 | 155467.6017
6 | 21 | 23 | 0 | 0 | 10.5 | 3.6 | 0 | 10.5 | 0 | 0 | 0.91211 | 912.1074 | 138807.895
6 | 22 | 0 | 0 | 0 | 9.4 | 3.1 | 0 | 9.4 | 0 | 0 | 0.78761 | 787.6087 | 119861.2118
6 | 22 | 1 | 0 | 0 | 9.4 | 1.7 | 0 | 9.4 | 0 | 0 | 0.71001 | 710.0076 | 108051.5934
6 | 22 | 2 | 0 | 0 | 11.2 | 2.5 | 0 | 11.2 | 0 | 0 | 0.66855 | 668.5516 | 101742.6711
6 | 22 | 3 | 0 | 2 | 10 | 1.7 | 0 | 10 | 0 | 0 | 0.64465 | 644.6524 | 98105.6026
6 | 22 | 4 | 4 | 14 | 10.3 | 0 | 12.222 | 6.974 | 82.092 | 40.527 | 0.63579 | 635.786 | 96756.2774
6 | 22 | 5 | 70 | 71 | 12.2 | 1.9 | 54.762 | 11.701 | 360.28 | 313.421 | 0.64306 | 643.0645 | 97863.9406
6 | 22 | 6 | 274 | 131 | 13.4 | 5.3 | 131.634 | 14.663 | 757.895 | 702.832 | 0.71802 | 718.0241 | 109271.574
6 | 22 | 7 | 502 | 130 | 14.1 | 3.6 | 285.622 | 19.349 | 1653.792 | 1577.503 | 0.83504 | 835.0366 | 127078.9774
6 | 22 | 8 | 777 | 101 | 15.1 | 4.7 | 531.974 | 24.992 | 3183.606 | 3062.287 | 0.92097 | 920.9705 | 140156.7167
6 | 22 | 9 | 706 | 181 | 16.7 | 4.7 | 715.543 | 30.714 | 4278.873 | 4118.51 | 0.99671 | 996.7142 | 151683.6731
6 | 22 | 10 | 420 | 359 | 18.1 | 5.6 | 739.79 | 31.451 | 4437.196 | 4270.72 | 1.055 | 1054.9537 | 160546.7721
6 | 22 | 11 | 471 | 351 | 17.8 | 4.7 | 842.819 | 34.712 | 4979.768 | 4791.44 | 1.097 | 1096.9545 | 166938.6121
6 | 22 | 12 | 766 | 191 | 19.2 | 5.3 | 1001.871 | 38.088 | 5821.877 | 5596.875 | 1.1174 | 1117.3834 | 170047.5629
6 | 22 | 13 | 658 | 204 | 19.4 | 6.1 | 889.281 | 35.027 | 5246.291 | 5046.719 | 1.1269 | 1126.9122 | 171497.6812
6 | 22 | 14 | 220 | 272 | 20.4 | 6.1 | 482.473 | 28.843 | 2931.761 | 2818.618 | 1.1325 | 1132.4511 | 172340.6179
6 | 22 | 15 | 33 | 151 | 17 | 6.1 | 164.202 | 19.328 | 1042.608 | 981.211 | 1.15 | 1150.0351 | 175016.6129
6 | 22 | 16 | 144 | 155 | 16 | 5.3 | 235.897 | 19.445 | 1481.733 | 1409.815 | 1.1772 | 1177.2458 | 179157.645
6 | 22 | 17 | 71 | 116 | 16.2 | 10.3 | 131.954 | 17.185 | 826.9 | 770.337 | 1.1906 | 1190.5571 | 181183.3937
6 | 22 | 18 | 0 | 22 | 12.7 | 4.7 | 19.18 | 11.886 | 126.082 | 83.704 | 1.1648 | 1164.8144 | 177265.7748
6 | 22 | 19 | 2 | 22 | 11.7 | 1.1 | 19.176 | 9.916 | 127.154 | 84.756 | 1.1279 | 1127.8624 | 171642.2842
6 | 22 | 20 | 8 | 13 | 11.8 | 4.7 | 11.564 | 10.616 | 76.447 | 34.986 | 1.0986 | 1098.6375 | 167194.7306
6 | 22 | 21 | 1 | 2 | 11.6 | 3.6 | 0 | 11.6 | 0 | 0 | 1.0671 | 1067.0946 | 162394.4169
6 | 22 | 22 | 0 | 0 | 10.7 | 2.5 | 0 | 10.7 | 0 | 0 | 1.0216 | 1021.5784 | 155467.6017
6 | 22 | 23 | 0 | 0 | 10.9 | 3.6 | 0 | 10.9 | 0 | 0 | 0.91211 | 912.1074 | 138807.895
6 | 23 | 0 | 0 | 0 | 11 | 4.2 | 0 | 11 | 0 | 0 | 0.78761 | 787.6087 | 119861.2118
6 | 23 | 1 | 0 | 0 | 10 | 2.5 | 0 | 10 | 0 | 0 | 0.71001 | 710.0076 | 108051.5934
6 | 23 | 2 | 0 | 0 | 9.8 | 3.1 | 0 | 9.8 | 0 | 0 | 0.66855 | 668.5516 | 101742.6711
6 | 23 | 3 | 0 | 3 | 8.8 | 2.5 | 0 | 8.8 | 0 | 0 | 0.64465 | 644.6524 | 98105.6026
6 | 23 | 4 | 124 | 27 | 8.2 | 1.7 | 21.367 | 6.607 | 143.742 | 101.035 | 0.63579 | 635.786 | 96756.2774
6 | 23 | 5 | 518 | 46 | 9.4 | 1.9 | 36.416 | 8.359 | 243.124 | 198.538 | 0.64306 | 643.0645 | 97863.9406
6 | 23 | 6 | 719 | 60 | 11 | 3.1 | 122.411 | 12.304 | 547.638 | 497.006 | 0.71802 | 718.0241 | 109271.574
6 | 23 | 7 | 829 | 68 | 12.1 | 3.1 | 340.257 | 18.895 | 1899.057 | 1816.293 | 0.83504 | 835.0366 | 127078.9774
6 | 23 | 8 | 866 | 79 | 13.4 | 4.2 | 556.573 | 24.566 | 3329.488 | 3203.297 | 0.92097 | 920.9705 | 140156.7167
6 | 23 | 9 | 833 | 117 | 14.8 | 4.2 | 741.542 | 30.331 | 4437.665 | 4271.17 | 0.99671 | 996.7142 | 151683.6731
6 | 23 | 10 | 851 | 136 | 15.3 | 1.9 | 904.648 | 39.94 | 5199.05 | 5001.497 | 1.055 | 1054.9537 | 160546.7721
6 | 23 | 11 | 940 | 95 | 16.3 | 1.9 | 1021.956 | 44.295 | 5752.659 | 5530.798 | 1.097 | 1096.9545 | 166938.6121
6 | 23 | 12 | 885 | 117 | 16.4 | 5.3 | 1024.76 | 35.975 | 6017.893 | 5783.873 | 1.1174 | 1117.3834 | 170047.5629
6 | 23 | 13 | 821 | 155 | 17.4 | 1.9 | 991.51 | 44.931 | 5563.584 | 5350.188 | 1.1269 | 1126.9122 | 171497.6812
6 | 23 | 14 | 869 | 121 | 17.6 | 2.5 | 919.105 | 41.284 | 5249.089 | 5049.398 | 1.1325 | 1132.4511 | 172340.6179
6 | 23 | 15 | 818 | 116 | 18.8 | 5.6 | 760.241 | 32.814 | 4505.925 | 4336.758 | 1.15 | 1150.0351 | 175016.6129
6 | 23 | 16 | 674 | 162 | 19.6 | 4.2 | 566.47 | 31.809 | 3320.186 | 3194.308 | 1.1772 | 1177.2458 | 179157.645
6 | 23 | 17 | 570 | 160 | 19 | 4.7 | 365.099 | 26.061 | 2094.369 | 2006.247 | 1.1906 | 1190.5571 | 181183.3937
6 | 23 | 18 | 491 | 92 | 18.7 | 4.7 | 151.913 | 21.092 | 764.926 | 709.711 | 1.1648 | 1164.8144 | 177265.7748
6 | 23 | 19 | 209 | 64 | 16.4 | 5.6 | 49.665 | 16.291 | 320.114 | 274.041 | 1.1279 | 1127.8624 | 171642.2842
6 | 23 | 20 | 21 | 25 | 11.7 | 5.3 | 20.831 | 10.824 | 137.581 | 94.989 | 1.0986 | 1098.6375 | 167194.7306
6 | 23 | 21 | 0 | 5 | 10.3 | 2.5 | 0 | 10.3 | 0 | 0 | 1.0671 | 1067.0946 | 162394.4169
6 | 23 | 22 | 0 | 0 | 10 | 2.5 | 0 | 10 | 0 | 0 | 1.0216 | 1021.5784 | 155467.6017
6 | 23 | 23 | 0 | 0 | 10.1 | 1.1 | 0 | 10.1 | 0 | 0 | 0.91211 | 912.1074 | 138807.895
6 | 24 | 0 | 0 | 0 | 9.1 | 1.9 | 0 | 9.1 | 0 | 0 | 0.78761 | 787.6087 | 119861.2118
6 | 24 | 1 | 0 | 0 | 8.1 | 1.7 | 0 | 8.1 | 0 | 0 | 0.71001 | 710.0076 | 108051.5934
6 | 24 | 2 | 0 | 0 | 7.4 | 0 | 0 | 7.4 | 0 | 0 | 0.66855 | 668.5516 | 101742.6711
6 | 24 | 3 | 0 | 2 | 7.8 | 1.1 | 0 | 7.8 | 0 | 0 | 0.64465 | 644.6524 | 98105.6026
6 | 24 | 4 | 1 | 14 | 8.4 | 1.1 | 12.22 | 6.311 | 82.315 | 40.746 | 0.63579 | 635.786 | 96756.2774
6 | 24 | 5 | 41 | 51 | 9.5 | 0 | 42.584 | 7.313 | 285.601 | 240.198 | 0.64306 | 643.0645 | 97863.9406
6 | 24 | 6 | 167 | 117 | 10.2 | 0 | 111.403 | 12.143 | 672.354 | 619.119 | 0.71802 | 718.0241 | 109271.574
6 | 24 | 7 | 194 | 184 | 12.2 | 0 | 225.909 | 20.037 | 1368.86 | 1299.733 | 0.83504 | 835.0366 | 127078.9774
6 | 24 | 8 | 278 | 264 | 13.8 | 1.7 | 402.777 | 24.068 | 2464.932 | 2366.147 | 0.92097 | 920.9705 | 140156.7167
6 | 24 | 9 | 234 | 268 | 10.8 | 1.1 | 439.82 | 24.315 | 2720.828 | 2614.3 | 0.99671 | 996.7142 | 151683.6731
6 | 24 | 10 | 215 | 233 | 14 | 1.1 | 430.856 | 27.329 | 2636.178 | 2532.246 | 1.055 | 1054.9537 | 160546.7721
6 | 24 | 11 | 636 | 178 | 10.6 | 1.1 | 830.689 | 35.679 | 4884.433 | 4700.046 | 1.097 | 1096.9545 | 166938.6121
6 | 24 | 12 | 696 | 212 | 12.7 | 3.1 | 953.687 | 35.447 | 5615.193 | 5399.503 | 1.1174 | 1117.3834 | 170047.5629
6 | 24 | 13 | 351 | 307 | 14.1 | 4.7 | 688.251 | 28.293 | 4195.36 | 4038.175 | 1.1269 | 1126.9122 | 171497.6812
6 | 24 | 14 | 203 | 307 | 13.5 | 8.3 | 503.473 | 20.396 | 3183.312 | 3062.003 | 1.1325 | 1132.4511 | 172340.6179
6 | 24 | 15 | 84 | 273 | 12.4 | 6.7 | 320.406 | 17.125 | 2054.233 | 1967.227 | 1.15 | 1150.0351 | 175016.6129
6 | 24 | 16 | 148 | 241 | 12.6 | 4.7 | 314.015 | 18.127 | 1989.657 | 1904.431 | 1.1772 | 1177.2458 | 179157.645
6 | 24 | 17 | 40 | 137 | 12.6 | 3.1 | 136.428 | 14.997 | 873.059 | 815.48 | 1.1906 | 1190.5571 | 181183.3937
6 | 24 | 18 | 0 | 82 | 12 | 3.6 | 71.178 | 12.307 | 467.031 | 418.042 | 1.1648 | 1164.8144 | 177265.7748
6 | 24 | 19 | 0 | 59 | 10.6 | 3.1 | 49.934 | 10.218 | 330.669 | 284.391 | 1.1279 | 1127.8624 | 171642.2842
6 | 24 | 20 | 65 | 24 | 10.1 | 2.5 | 19.278 | 8.81 | 128.456 | 86.034 | 1.0986 | 1098.6375 | 167194.7306
6 | 24 | 21 | 0 | 5 | 9.5 | 3.1 | 0 | 9.5 | 0 | 0 | 1.0671 | 1067.0946 | 162394.4169
6 | 24 | 22 | 0 | 0 | 8.9 | 1.9 | 0 | 8.9 | 0 | 0 | 1.0216 | 1021.5784 | 155467.6017
6 | 24 | 23 | 0 | 0 | 7.6 | 1.9 | 0 | 7.6 | 0 | 0 | 0.91211 | 912.1074 | 138807.895
6 | 25 | 0 | 0 | 0 | 7.2 | 1.1 | 0 | 7.2 | 0 | 0 | 0.78761 | 787.6087 | 119861.2118
6 | 25 | 1 | 0 | 0 | 5.2 | 1.7 | 0 | 5.2 | 0 | 0 | 0.71001 | 710.0076 | 108051.5934
6 | 25 | 2 | 0 | 0 | 4 | 1.9 | 0 | 4 | 0 | 0 | 0.66855 | 668.5516 | 101742.6711
6 | 25 | 3 | 0 | 4 | 3.8 | 1.9 | 0 | 3.8 | 0 | 0 | 0.64465 | 644.6524 | 98105.6026
6 | 25 | 4 | 199 | 23 | 4 | 1.7 | 19.712 | 2.318 | 135.068 | 92.522 | 0.63579 | 635.786 | 96756.2774
6 | 25 | 5 | 495 | 48 | 5.1 | 2.5 | 38.217 | 4.139 | 259.841 | 214.935 | 0.64306 | 643.0645 | 97863.9406
6 | 25 | 6 | 695 | 63 | 7.6 | 3.1 | 121.365 | 8.85 | 560.015 | 509.128 | 0.71802 | 718.0241 | 109271.574
6 | 25 | 7 | 789 | 76 | 9.2 | 2.5 | 333.311 | 16.301 | 1888.708 | 1806.224 | 0.83504 | 835.0366 | 127078.9774
6 | 25 | 8 | 681 | 135 | 11.2 | 1.1 | 511.059 | 26.526 | 3044.601 | 2927.831 | 0.92097 | 920.9705 | 140156.7167
6 | 25 | 9 | 431 | 238 | 11.7 | 1.1 | 564.366 | 29.382 | 3402.167 | 3273.511 | 0.99671 | 996.7142 | 151683.6731
6 | 25 | 10 | 482 | 266 | 13.9 | 1.9 | 712.51 | 33.152 | 4237.376 | 4078.597 | 1.055 | 1054.9537 | 160546.7721
6 | 25 | 11 | 651 | 254 | 13.5 | 1.7 | 923.268 | 39.361 | 5329.976 | 5126.804 | 1.097 | 1096.9545 | 166938.6121
6 | 25 | 12 | 501 | 310 | 15.7 | 1.9 | 853.379 | 39.586 | 4921.809 | 4735.882 | 1.1174 | 1117.3834 | 170047.5629
6 | 25 | 13 | 313 | 335 | 15.2 | 1.7 | 664.21 | 34.701 | 3924.973 | 3777.847 | 1.1269 | 1126.9122 | 171497.6812
6 | 25 | 14 | 286 | 326 | 17 | 1.9 | 598.117 | 33.508 | 3553.26 | 3419.399 | 1.1325 | 1132.4511 | 172340.6179
6 | 25 | 15 | 472 | 261 | 15.8 | 3.1 | 637.898 | 30.713 | 3827.275 | 3683.699 | 1.15 | 1150.0351 | 175016.6129
6 | 25 | 16 | 617 | 177 | 16.4 | 1.9 | 547.953 | 31.535 | 3220.308 | 3097.773 | 1.1772 | 1177.2458 | 179157.645
6 | 25 | 17 | 526 | 162 | 16.5 | 3.6 | 351.162 | 24.183 | 2039.036 | 1952.451 | 1.1906 | 1190.5571 | 181183.3937
6 | 25 | 18 | 259 | 142 | 15.7 | 4.2 | 155.984 | 18.303 | 892.963 | 834.943 | 1.1648 | 1164.8144 | 177265.7748
6 | 25 | 19 | 178 | 83 | 13.7 | 4.2 | 62.616 | 13.852 | 408.033 | 360.227 | 1.1279 | 1127.8624 | 171642.2842
6 | 25 | 20 | 170 | 32 | 11.7 | 3.1 | 25.249 | 10.707 | 166.846 | 123.706 | 1.0986 | 1098.6375 | 167194.7306
6 | 25 | 21 | 0 | 4 | 9.8 | 3.6 | 0 | 9.8 | 0 | 0 | 1.0671 | 1067.0946 | 162394.4169
6 | 25 | 22 | 0 | 0 | 7.8 | 3.6 | 0 | 7.8 | 0 | 0 | 1.0216 | 1021.5784 | 155467.6017
6 | 25 | 23 | 0 | 0 | 7.8 | 4.2 | 0 | 7.8 | 0 | 0 | 0.91211 | 912.1074 | 138807.895
6 | 26 | 0 | 0 | 0 | 7.2 | 3.6 | 0 | 7.2 | 0 | 0 | 0.78761 | 787.6087 | 119861.2118
6 | 26 | 1 | 0 | 0 | 7.3 | 4.7 | 0 | 7.3 | 0 | 0 | 0.71001 | 710.0076 | 108051.5934
6 | 26 | 2 | 0 | 0 | 6.7 | 4.2 | 0 | 6.7 | 0 | 0 | 0.66855 | 668.5516 | 101742.6711
6 | 26 | 3 | 0 | 4 | 6.8 | 4.7 | 0 | 6.8 | 0 | 0 | 0.64465 | 644.6524 | 98105.6026
6 | 26 | 4 | 75 | 35 | 7.2 | 5.3 | 26.046 | 6.342 | 175.421 | 132.121 | 0.63579 | 635.786 | 96756.2774
6 | 26 | 5 | 421 | 74 | 8.8 | 5.6 | 56.786 | 8.554 | 378.797 | 331.572 | 0.64306 | 643.0645 | 97863.9406
6 | 26 | 6 | 610 | 100 | 11.3 | 7.2 | 141.257 | 12.487 | 712.505 | 658.416 | 0.71802 | 718.0241 | 109271.574
6 | 26 | 7 | 734 | 97 | 13.2 | 8.3 | 332.342 | 17.143 | 1892.766 | 1810.172 | 0.83504 | 835.0366 | 127078.9774
6 | 26 | 8 | 790 | 113 | 15 | 8.6 | 548.286 | 22.089 | 3325.921 | 3199.851 | 0.92097 | 920.9705 | 140156.7167
6 | 26 | 9 | 826 | 129 | 16.5 | 10.3 | 747.067 | 25.457 | 4575.862 | 4403.934 | 0.99671 | 996.7142 | 151683.6731
6 | 26 | 10 | 657 | 252 | 16.5 | 9.2 | 854.887 | 27.774 | 5216.792 | 5018.481 | 1.055 | 1054.9537 | 160546.7721
6 | 26 | 11 | 432 | 411 | 18 | 8.3 | 853.4 | 30.159 | 5155.411 | 4959.711 | 1.097 | 1096.9545 | 166938.6121
6 | 26 | 12 | 406 | 398 | 18.4 | 9.2 | 833.651 | 29.49 | 5052.967 | 4861.585 | 1.1174 | 1117.3834 | 170047.5629
6 | 26 | 13 | 137 | 389 | 18.2 | 9.2 | 531.56 | 25.169 | 3288.67 | 3163.852 | 1.1269 | 1126.9122 | 171497.6812
6 | 26 | 14 | 16 | 432 | 19.6 | 8.6 | 417.079 | 25.05 | 2581.826 | 2479.542 | 1.1325 | 1132.4511 | 172340.6179
6 | 26 | 15 | 13 | 338 | 18.4 | 7.8 | 318.325 | 22.61 | 1992.74 | 1907.429 | 1.15 | 1150.0351 | 175016.6129
6 | 26 | 16 | 0 | 155 | 16.6 | 5.6 | 137.016 | 18.342 | 874.952 | 817.331 | 1.1772 | 1177.2458 | 179157.645
6 | 26 | 17 | 0 | 61 | 16 | 7.2 | 53.421 | 15.928 | 344.89 | 298.333 | 1.1906 | 1190.5571 | 181183.3937
6 | 26 | 18 | 0 | 23 | 16.2 | 7.8 | 20.054 | 15.548 | 129.691 | 87.246 | 1.1648 | 1164.8144 | 177265.7748
6 | 26 | 19 | 0 | 10 | 14 | 9.2 | 8.695 | 13.215 | 56.819 | 15.717 | 1.1279 | 1127.8624 | 171642.2842
6 | 26 | 20 | 0 | 2 | 12.4 | 7.2 | 1.734 | 11.338 | 11.427 | 0 | 1.0986 | 1098.6375 | 167194.7306
6 | 26 | 21 | 0 | 0 | 11.6 | 7.2 | 0 | 11.6 | 0 | 0 | 1.0671 | 1067.0946 | 162394.4169
6 | 26 | 22 | 0 | 0 | 11.1 | 6.7 | 0 | 11.1 | 0 | 0 | 1.0216 | 1021.5784 | 155467.6017
6 | 26 | 23 | 0 | 0 | 11.4 | 7.8 | 0 | 11.4 | 0 | 0 | 0.91211 | 912.1074 | 138807.895
6 | 27 | 0 | 0 | 0 | 10.1 | 7.8 | 0 | 10.1 | 0 | 0 | 0.78761 | 787.6087 | 119861.2118
6 | 27 | 1 | 0 | 0 | 8.8 | 9.2 | 0 | 8.8 | 0 | 0 | 0.71001 | 710.0076 | 108051.5934
6 | 27 | 2 | 0 | 0 | 9 | 8.3 | 0 | 9 | 0 | 0 | 0.66855 | 668.5516 | 101742.6711
6 | 27 | 3 | 0 | 0 | 8.8 | 8.3 | 0 | 8.8 | 0 | 0 | 0.64465 | 644.6524 | 98105.6026
6 | 27 | 4 | 0 | 2 | 8.8 | 7.8 | 1.734 | 7.759 | 11.607 | 0 | 0.63579 | 635.786 | 96756.2774
6 | 27 | 5 | 0 | 9 | 8.6 | 6.7 | 7.822 | 7.546 | 52.409 | 11.387 | 0.64306 | 643.0645 | 97863.9406
6 | 27 | 6 | 0 | 24 | 8.7 | 6.1 | 20.923 | 7.816 | 140.016 | 97.379 | 0.71802 | 718.0241 | 109271.574
6 | 27 | 7 | 1 | 43 | 8.7 | 5.6 | 37.92 | 8.097 | 253.113 | 208.337 | 0.83504 | 835.0366 | 127078.9774
6 | 27 | 8 | 0 | 77 | 9.2 | 7.2 | 67.565 | 9.183 | 449.46 | 400.826 | 0.92097 | 920.9705 | 140156.7167
6 | 27 | 9 | 0 | 105 | 10.2 | 6.7 | 92.491 | 10.636 | 611.365 | 559.413 | 0.99671 | 996.7142 | 151683.6731
6 | 27 | 10 | 0 | 108 | 13.1 | 5.6 | 95.377 | 13.706 | 621.923 | 569.75 | 1.055 | 1054.9537 | 160546.7721
6 | 27 | 11 | 35 | 218 | 14 | 3.1 | 240.471 | 18.342 | 1535.53 | 1462.26 | 1.097 | 1096.9545 | 166938.6121
6 | 27 | 12 | 327 | 367 | 17.2 | 3.1 | 721.464 | 33.146 | 4296.233 | 4135.206 | 1.1174 | 1117.3834 | 170047.5629
6 | 27 | 13 | 614 | 306 | 18 | 4.2 | 946.858 | 38.058 | 5502.575 | 5291.874 | 1.1269 | 1126.9122 | 171497.6812
6 | 27 | 14 | 631 | 218 | 18.4 | 2.5 | 819.708 | 39.594 | 4722.892 | 4545.083 | 1.1325 | 1132.4511 | 172340.6179
6 | 27 | 15 | 647 | 192 | 17.3 | 3.6 | 710.268 | 33.516 | 4199.806 | 4042.452 | 1.15 | 1150.0351 | 175016.6129
6 | 27 | 16 | 318 | 257 | 15.3 | 4.7 | 436.578 | 24.018 | 2679.46 | 2574.205 | 1.1772 | 1177.2458 | 179157.645
6 | 27 | 17 | 113 | 235 | 14.6 | 6.7 | 249.524 | 18.1 | 1563.54 | 1489.561 | 1.1906 | 1190.5571 | 181183.3937
6 | 27 | 18 | 120 | 162 | 14.3 | 5.3 | 150.207 | 16.228 | 920.046 | 861.422 | 1.1648 | 1164.8144 | 177265.7748
6 | 27 | 19 | 0 | 63 | 12.3 | 3.6 | 52.864 | 12.218 | 347.001 | 300.402 | 1.1279 | 1127.8624 | 171642.2842
6 | 27 | 20 | 0 | 17 | 11.3 | 5.3 | 14.844 | 10.31 | 98.263 | 56.4 | 1.0986 | 1098.6375 | 167194.7306
6 | 27 | 21 | 0 | 2 | 10.6 | 3.1 | 0 | 10.6 | 0 | 0 | 1.0671 | 1067.0946 | 162394.4169
6 | 27 | 22 | 0 | 0 | 10.1 | 4.2 | 0 | 10.1 | 0 | 0 | 1.0216 | 1021.5784 | 155467.6017
6 | 27 | 23 | 0 | 0 | 9.2 | 3.6 | 0 | 9.2 | 0 | 0 | 0.91211 | 912.1074 | 138807.895
6 | 28 | 0 | 0 | 0 | 9.2 | 1.1 | 0 | 9.2 | 0 | 0 | 0.78761 | 787.6087 | 119861.2118
6 | 28 | 1 | 0 | 0 | 8.8 | 3.6 | 0 | 8.8 | 0 | 0 | 0.71001 | 710.0076 | 108051.5934
6 | 28 | 2 | 0 | 0 | 7.5 | 2.5 | 0 | 7.5 | 0 | 0 | 0.66855 | 668.5516 | 101742.6711
6 | 28 | 3 | 0 | 1 | 6.2 | 1.9 | 0 | 6.2 | 0 | 0 | 0.64465 | 644.6524 | 98105.6026
6 | 28 | 4 | 0 | 13 | 6.5 | 2.5 | 11.342 | 4.829 | 76.888 | 35.418 | 0.63579 | 635.786 | 96756.2774
6 | 28 | 5 | 337 | 48 | 7 | 2.5 | 36.58 | 5.994 | 246.733 | 202.078 | 0.64306 | 643.0645 | 97863.9406
6 | 28 | 6 | 660 | 64 | 8.4 | 3.6 | 113.493 | 9.412 | 522.444 | 472.329 | 0.71802 | 718.0241 | 109271.574
6 | 28 | 7 | 796 | 74 | 9.4 | 3.1 | 331.473 | 15.965 | 1875.547 | 1793.417 | 0.83504 | 835.0366 | 127078.9774
6 | 28 | 8 | 846 | 88 | 10.8 | 3.6 | 552.641 | 22.566 | 3336.782 | 3210.345 | 0.92097 | 920.9705 | 140156.7167
6 | 28 | 9 | 896 | 87 | 11.6 | 4.2 | 749.567 | 27.295 | 4547.825 | 4377.006 | 0.99671 | 996.7142 | 151683.6731
6 | 28 | 10 | 922 | 93 | 12.8 | 2.5 | 912.329 | 35.906 | 5349.131 | 5145.131 | 1.055 | 1054.9537 | 160546.7721
6 | 28 | 11 | 867 | 130 | 14.6 | 1.7 | 987.015 | 42.662 | 5602.874 | 5387.732 | 1.097 | 1096.9545 | 166938.6121
6 | 28 | 12 | 712 | 254 | 16 | 1.7 | 1013.042 | 44.863 | 5687.072 | 5468.166 | 1.1174 | 1117.3834 | 170047.5629
6 | 28 | 13 | 471 | 383 | 16 | 0 | 882.992 | 51.476 | 4786.749 | 4606.355 | 1.1269 | 1126.9122 | 171497.6812
6 | 28 | 14 | 196 | 369 | 16.6 | 0 | 547.729 | 41.262 | 3130.92 | 3011.336 | 1.1325 | 1132.4511 | 172340.6179
6 | 28 | 15 | 335 | 337 | 17.2 | 2.5 | 597.994 | 32.045 | 3568.68 | 3434.282 | 1.15 | 1150.0351 | 175016.6129
6 | 28 | 16 | 477 | 250 | 17.1 | 3.6 | 530.678 | 28.893 | 3172.781 | 3051.82 | 1.1772 | 1177.2458 | 179157.645
6 | 28 | 17 | 384 | 215 | 16.9 | 1.7 | 341.466 | 26.551 | 1995.824 | 1910.428 | 1.1906 | 1190.5571 | 181183.3937
6 | 28 | 18 | 150 | 147 | 16.6 | 1.7 | 143.954 | 20.026 | 852.723 | 795.593 | 1.1648 | 1164.8144 | 177265.7748
6 | 28 | 19 | 3 | 66 | 15 | 2.5 | 55.027 | 15.026 | 356.699 | 309.91 | 1.1279 | 1127.8624 | 171642.2842
6 | 28 | 20 | 23 | 22 | 12.7 | 2.5 | 18.702 | 11.459 | 123.173 | 80.849 | 1.0986 | 1098.6375 | 167194.7306
6 | 28 | 21 | 0 | 2 | 12.2 | 2.5 | 0 | 12.2 | 0 | 0 | 1.0671 | 1067.0946 | 162394.4169
6 | 28 | 22 | 0 | 0 | 12 | 3.6 | 0 | 12 | 0 | 0 | 1.0216 | 1021.5784 | 155467.6017
6 | 28 | 23 | 0 | 0 | 12.5 | 1.9 | 0 | 12.5 | 0 | 0 | 0.91211 | 912.1074 | 138807.895
6 | 29 | 0 | 0 | 0 | 12.2 | 4.7 | 0 | 12.2 | 0 | 0 | 0.78761 | 787.6087 | 119861.2118
6 | 29 | 1 | 0 | 0 | 12.6 | 4.7 | 0 | 12.6 | 0 | 0 | 0.71001 | 710.0076 | 108051.5934
6 | 29 | 2 | 0 | 0 | 12.5 | 4.2 | 0 | 12.5 | 0 | 0 | 0.66855 | 668.5516 | 101742.6711
6 | 29 | 3 | 0 | 1 | 11.8 | 4.2 | 0 | 11.8 | 0 | 0 | 0.64465 | 644.6524 | 98105.6026
6 | 29 | 4 | 0 | 5 | 12.1 | 6.1 | 4.342 | 10.972 | 28.662 | 0 | 0.63579 | 635.786 | 96756.2774
6 | 29 | 5 | 0 | 31 | 12 | 5.6 | 27.072 | 11.206 | 178.499 | 135.141 | 0.64306 | 643.0645 | 97863.9406
6 | 29 | 6 | 7 | 97 | 12.6 | 6.1 | 82.913 | 12.865 | 540.271 | 489.791 | 0.71802 | 718.0241 | 109271.574
6 | 29 | 7 | 0 | 139 | 12.5 | 6.7 | 120.963 | 13.446 | 789.677 | 733.925 | 0.83504 | 835.0366 | 127078.9774
6 | 29 | 8 | 0 | 146 | 12.8 | 3.6 | 128.758 | 14.414 | 836.938 | 780.155 | 0.92097 | 920.9705 | 140156.7167
6 | 29 | 9 | 0 | 156 | 13.7 | 4.7 | 138.421 | 15.327 | 896.074 | 837.985 | 0.99671 | 996.7142 | 151683.6731
6 | 29 | 10 | 3 | 275 | 14.3 | 6.1 | 252.271 | 17.693 | 1615.669 | 1540.36 | 1.055 | 1054.9537 | 160546.7721
6 | 29 | 11 | 130 | 415 | 17.2 | 3.1 | 549.046 | 29.205 | 3332.288 | 3206.002 | 1.097 | 1096.9545 | 166938.6121
6 | 29 | 12 | 533 | 356 | 17.5 | 3.1 | 932.672 | 38.94 | 5396.68 | 5190.615 | 1.1174 | 1117.3834 | 170047.5629
6 | 29 | 13 | 370 | 407 | 18.8 | 1.1 | 796.515 | 44.419 | 4481.575 | 4313.364 | 1.1269 | 1126.9122 | 171497.6812
6 | 29 | 14 | 76 | 412 | 19.6 | 0.6 | 469.955 | 37.737 | 2735.204 | 2628.232 | 1.1325 | 1132.4511 | 172340.6179
6 | 29 | 15 | 94 | 341 | 19.5 | 1.1 | 395.759 | 31.804 | 2368.966 | 2273.004 | 1.15 | 1150.0351 | 175016.6129
6 | 29 | 16 | 392 | 250 | 20 | 1.9 | 474.336 | 32.353 | 2792.845 | 2684.082 | 1.1772 | 1177.2458 | 179157.645
6 | 29 | 17 | 444 | 190 | 20.2 | 1.7 | 346.057 | 29.749 | 1977.747 | 1892.847 | 1.1906 | 1190.5571 | 181183.3937
6 | 29 | 18 | 345 | 142 | 20.2 | 1.9 | 170.028 | 24.249 | 922.311 | 863.637 | 1.1648 | 1164.8144 | 177265.7748
6 | 29 | 19 | 289 | 73 | 19.7 | 2.5 | 54.728 | 19.891 | 347.015 | 300.416 | 1.1279 | 1127.8624 | 171642.2842
6 | 29 | 20 | 123 | 23 | 17.5 | 3.1 | 17.986 | 16.423 | 115.86 | 73.672 | 1.0986 | 1098.6375 | 167194.7306
6 | 29 | 21 | 0 | 3 | 16.6 | 1.7 | 0 | 16.6 | 0 | 0 | 1.0671 | 1067.0946 | 162394.4169
6 | 29 | 22 | 0 | 0 | 15.3 | 1.7 | 0 | 15.3 | 0 | 0 | 1.0216 | 1021.5784 | 155467.6017
6 | 29 | 23 | 0 | 0 | 14.7 | 0 | 0 | 14.7 | 0 | 0 | 0.91211 | 912.1074 | 138807.895
6 | 30 | 0 | 0 | 0 | 14.3 | 0 | 0 | 14.3 | 0 | 0 | 0.78761 | 787.6087 | 119861.2118
6 | 30 | 1 | 0 | 0 | 12.8 | 1.9 | 0 | 12.8 | 0 | 0 | 0.71001 | 710.0076 | 108051.5934
6 | 30 | 2 | 0 | 0 | 12.8 | 3.6 | 0 | 12.8 | 0 | 0 | 0.66855 | 668.5516 | 101742.6711
6 | 30 | 3 | 0 | 2 | 11.8 | 1.1 | 0 | 11.8 | 0 | 0 | 0.64465 | 644.6524 | 98105.6026
6 | 30 | 4 | 0 | 17 | 12.4 | 1.9 | 14.623 | 10.786 | 96.593 | 54.761 | 0.63579 | 635.786 | 96756.2774
6 | 30 | 5 | 37 | 56 | 13.8 | 1.1 | 45.779 | 12.926 | 299.549 | 253.876 | 0.64306 | 643.0645 | 97863.9406
6 | 30 | 6 | 3 | 117 | 14.6 | 2.5 | 97.648 | 15.425 | 630.833 | 578.473 | 0.71802 | 718.0241 | 109271.574
6 | 30 | 7 | 1 | 117 | 14.9 | 3.1 | 102.423 | 15.931 | 660.903 | 607.91 | 0.83504 | 835.0366 | 127078.9774
6 | 30 | 8 | 0 | 110 | 15 | 3.1 | 96.743 | 15.908 | 624.631 | 572.401 | 0.92097 | 920.9705 | 140156.7167
6 | 30 | 9 | 1 | 84 | 15.8 | 1.7 | 74.564 | 16.27 | 480.59 | 431.327 | 0.99671 | 996.7142 | 151683.6731
6 | 30 | 10 | 1 | 112 | 16.4 | 0 | 99.847 | 18.464 | 637.232 | 584.738 | 1.055 | 1054.9537 | 160546.7721
6 | 30 | 11 | 2 | 156 | 18 | 3.1 | 141.157 | 20.017 | 894.512 | 836.457 | 1.097 | 1096.9545 | 166938.6121
6 | 30 | 12 | 5 | 226 | 20.5 | 3.6 | 209.46 | 24.096 | 1302.486 | 1234.972 | 1.1174 | 1117.3834 | 170047.5629
6 | 30 | 13 | 14 | 284 | 21.2 | 4.7 | 273.073 | 25.808 | 1684.436 | 1607.353 | 1.1269 | 1126.9122 | 171497.6812
6 | 30 | 14 | 41 | 307 | 21.6 | 7.2 | 330.789 | 26.134 | 2037.015 | 1950.486 | 1.1325 | 1132.4511 | 172340.6179
6 | 30 | 15 | 61 | 321 | 21.9 | 8.3 | 350.559 | 26.377 | 2154.481 | 2064.674 | 1.15 | 1150.0351 | 175016.6129
6 | 30 | 16 | 30 | 284 | 20.6 | 6.7 | 272.189 | 24.452 | 1686.346 | 1609.213 | 1.1772 | 1177.2458 | 179157.645
6 | 30 | 17 | 16 | 190 | 20.1 | 5.3 | 171.925 | 22.555 | 1072.43 | 1010.348 | 1.1906 | 1190.5571 | 181183.3937
6 | 30 | 18 | 0 | 61 | 19 | 1.9 | 53.399 | 19.199 | 339.663 | 293.208 | 1.1648 | 1164.8144 | 177265.7748
6 | 30 | 19 | 0 | 9 | 17.7 | 3.1 | 7.824 | 16.378 | 50.407 | 9.422 | 1.1279 | 1127.8624 | 171642.2842
6 | 30 | 20 | 0 | 2 | 16.4 | 1.9 | 1.734 | 14.484 | 11.268 | 0 | 1.0986 | 1098.6375 | 167194.7306
6 | 30 | 21 | 0 | 0 | 15.1 | 0 | 0 | 15.1 | 0 | 0 | 1.0671 | 1067.0946 | 162394.4169
6 | 30 | 22 | 0 | 0 | 13.9 | 0 | 0 | 13.9 | 0 | 0 | 1.0216 | 1021.5784 | 155467.6017
6 | 30 | 23 | 0 | 0 | 12.8 | 1.1 | 0 | 12.8 | 0 | 0 | 0.91211 | 912.1074 | 138807.895
7 | 1 | 0 | 0 | 0 | 11.7 | 1.7 | 0 | 11.7 | 0 | 0 | 0.85504 | 855.0439 | 130123.7535
7 | 1 | 1 | 0 | 0 | 10.8 | 1.9 | 0 | 10.8 | 0 | 0 | 0.77185 | 771.8545 | 117463.6887
7 | 1 | 2 | 0 | 0 | 10.1 | 1.1 | 0 | 10.1 | 0 | 0 | 0.72371 | 723.709 | 110136.7164
7 | 1 | 3 | 0 | 2 | 9.4 | 3.1 | 0 | 9.4 | 0 | 0 | 0.69441 | 694.4055 | 105677.2067
7 | 1 | 4 | 51 | 12 | 8.9 | 2.5 | 9.959 | 7.19 | 66.83 | 25.545 | 0.68204 | 682.0358 | 103794.7369
7 | 1 | 5 | 92 | 43 | 8.4 | 1.7 | 33.993 | 7.178 | 228.115 | 183.816 | 0.69042 | 690.4229 | 105071.1279
7 | 1 | 6 | 129 | 100 | 10.3 | 2.5 | 93.8 | 10.923 | 574.984 | 523.787 | 0.7319 | 731.8967 | 111382.7616
7 | 1 | 7 | 206 | 178 | 11.9 | 3.6 | 223.026 | 15.616 | 1372.956 | 1303.729 | 0.83045 | 830.4479 | 126380.6462
7 | 1 | 8 | 580 | 146 | 14.3 | 4.2 | 463.632 | 23.248 | 2808.614 | 2699.358 | 0.93376 | 933.7625 | 142103.444
7 | 1 | 9 | 812 | 124 | 16.1 | 3.6 | 728.944 | 31.983 | 4326.541 | 4164.35 | 1.023 | 1023.0485 | 155691.3259
7 | 1 | 10 | 822 | 142 | 17.6 | 5.6 | 882.362 | 33.555 | 5234.367 | 5035.306 | 1.0965 | 1096.4714 | 166865.0877
7 | 1 | 11 | 799 | 187 | 18.4 | 4.7 | 989.531 | 38.462 | 5738.19 | 5516.983 | 1.151 | 1150.9887 | 175161.7332
7 | 1 | 12 | 767 | 210 | 19.3 | 6.1 | 1023.061 | 37.22 | 5970.861 | 5739.021 | 1.1823 | 1182.2548 | 179919.9318
7 | 1 | 13 | 793 | 198 | 19.5 | 6.1 | 1017.335 | 37.365 | 5932.575 | 5702.502 | 1.1979 | 1197.8892 | 182299.225
7 | 1 | 14 | 817 | 213 | 20 | 5.3 | 983.722 | 38.812 | 5689.974 | 5470.938 | 1.2096 | 1209.582 | 184078.678
7 | 1 | 15 | 755 | 192 | 20.7 | 6.1 | 794.565 | 34.678 | 4670.894 | 4495.177 | 1.2263 | 1226.3069 | 186623.9336
7 | 1 | 16 | 702 | 144 | 19.8 | 4.7 | 569.17 | 31.362 | 3342.41 | 3215.783 | 1.245 | 1245.0403 | 189474.8548
7 | 1 | 17 | 742 | 93 | 21 | 5.6 | 375.754 | 27.539 | 2101.557 | 2013.234 | 1.2629 | 1262.9173 | 192195.4451
7 | 1 | 18 | 666 | 70 | 20.1 | 5.3 | 162.119 | 22.528 | 754.096 | 699.115 | 1.2426 | 1242.6142 | 189105.6457
7 | 1 | 19 | 506 | 50 | 17.7 | 1.9 | 38.516 | 17.418 | 246.991 | 202.331 | 1.2009 | 1200.8965 | 182756.8887
7 | 1 | 20 | 262 | 29 | 14.6 | 2.5 | 25.085 | 13.514 | 163.715 | 120.634 | 1.1641 | 1164.1298 | 177161.5973
7 | 1 | 21 | 0 | 3 | 11 | 3.1 | 0 | 11 | 0 | 0 | 1.1395 | 1139.5414 | 173419.6412
7 | 1 | 22 | 0 | 0 | 10 | 3.6 | 0 | 10 | 0 | 0 | 1.0985 | 1098.4605 | 167167.8034
7 | 1 | 23 | 0 | 0 | 9.8 | 3.1 | 0 | 9.8 | 0 | 0 | 0.97881 | 978.8123 | 148959.284
7 | 2 | 0 | 0 | 0 | 10 | 3.6 | 0 | 10 | 0 | 0 | 0.85504 | 855.0439 | 130123.7535
7 | 2 | 1 | 0 | 0 | 10.5 | 3.1 | 0 | 10.5 | 0 | 0 | 0.77185 | 771.8545 | 117463.6887
7 | 2 | 2 | 0 | 0 | 9.9 | 1.9 | 0 | 9.9 | 0 | 0 | 0.72371 | 723.709 | 110136.7164
7 | 2 | 3 | 0 | 2 | 8.7 | 1.7 | 0 | 8.7 | 0 | 0 | 0.69441 | 694.4055 | 105677.2067
7 | 2 | 4 | 265 | 18 | 8.2 | 1.7 | 14.956 | 6.473 | 100.673 | 58.765 | 0.68204 | 682.0358 | 103794.7369
7 | 2 | 5 | 562 | 45 | 11.1 | 1.1 | 35.937 | 9.83 | 238.39 | 193.896 | 0.69042 | 690.4229 | 105071.1279
7 | 2 | 6 | 618 | 62 | 13.7 | 3.1 | 104.943 | 14.612 | 474.322 | 425.186 | 0.7319 | 731.8967 | 111382.7616
7 | 2 | 7 | 328 | 105 | 16.2 | 3.6 | 202.645 | 19.509 | 1179.078 | 1114.509 | 0.83045 | 830.4479 | 126380.6462
7 | 2 | 8 | 193 | 145 | 19.3 | 1.7 | 243.603 | 25.038 | 1479.692 | 1407.824 | 0.93376 | 933.7625 | 142103.444
7 | 2 | 9 | 684 | 122 | 21.3 | 1.7 | 633.651 | 37.762 | 3656.21 | 3518.741 | 1.023 | 1023.0485 | 155691.3259
7 | 2 | 10 | 636 | 240 | 22.8 | 1.7 | 823.27 | 45.389 | 4602.208 | 4429.233 | 1.0965 | 1096.4714 | 166865.0877
7 | 2 | 11 | 480 | 313 | 23.8 | 1.7 | 812.563 | 46.664 | 4518.331 | 4348.676 | 1.151 | 1150.9887 | 175161.7332
7 | 2 | 12 | 324 | 400 | 25.1 | 5.3 | 753.233 | 39.355 | 4349.309 | 4186.242 | 1.1823 | 1182.2548 | 179919.9318
7 | 2 | 13 | 289 | 364 | 24.2 | 1.9 | 671.685 | 42.653 | 3813.755 | 3670.667 | 1.1979 | 1197.8892 | 182299.225
7 | 2 | 14 | 712 | 187 | 25 | 6.7 | 862.592 | 38.986 | 4985.026 | 4796.48 | 1.2096 | 1209.582 | 184078.678
7 | 2 | 15 | 809 | 131 | 24.7 | 0 | 772.437 | 55.4 | 4075.349 | 3922.671 | 1.2263 | 1226.3069 | 186623.9336
7 | 2 | 16 | 778 | 98 | 24.7 | 1.1 | 568.801 | 43.106 | 3142.534 | 3022.569 | 1.245 | 1245.0403 | 189474.8548
7 | 2 | 17 | 649 | 114 | 24.9 | 1.7 | 360.306 | 35.137 | 1958.59 | 1874.213 | 1.2629 | 1262.9173 | 192195.4451
7 | 2 | 18 | 579 | 98 | 23.7 | 1.7 | 173.468 | 28.108 | 836.966 | 780.182 | 1.2426 | 1242.6142 | 189105.6457
7 | 2 | 19 | 479 | 50 | 21.5 | 2.5 | 38.462 | 21.327 | 242.271 | 197.702 | 1.2009 | 1200.8965 | 182756.8887
7 | 2 | 20 | 356 | 20 | 15.9 | 3.6 | 17.869 | 14.801 | 115.951 | 73.761 | 1.1641 | 1164.1298 | 177161.5973
7 | 2 | 21 | 1 | 2 | 14.6 | 3.1 | 0 | 14.6 | 0 | 0 | 1.1395 | 1139.5414 | 173419.6412
7 | 2 | 22 | 0 | 0 | 13.6 | 3.1 | 0 | 13.6 | 0 | 0 | 1.0985 | 1098.4605 | 167167.8034
7 | 2 | 23 | 0 | 0 | 13.5 | 1.9 | 0 | 13.5 | 0 | 0 | 0.97881 | 978.8123 | 148959.284
7 | 3 | 0 | 0 | 0 | 12.3 | 3.1 | 0 | 12.3 | 0 | 0 | 0.85504 | 855.0439 | 130123.7535
7 | 3 | 1 | 0 | 0 | 11.2 | 3.1 | 0 | 11.2 | 0 | 0 | 0.77185 | 771.8545 | 117463.6887
7 | 3 | 2 | 0 | 0 | 11.6 | 3.6 | 0 | 11.6 | 0 | 0 | 0.72371 | 723.709 | 110136.7164
7 | 3 | 3 | 0 | 2 | 11.1 | 2.5 | 0 | 11.1 | 0 | 0 | 0.69441 | 694.4055 | 105677.2067
7 | 3 | 4 | 230 | 18 | 10.4 | 1.9 | 14.957 | 8.751 | 99.689 | 57.8 | 0.68204 | 682.0358 | 103794.7369
7 | 3 | 5 | 497 | 58 | 13.8 | 1.7 | 48.089 | 13.126 | 314.382 | 268.421 | 0.69042 | 690.4229 | 105071.1279
7 | 3 | 6 | 673 | 88 | 17.6 | 1.1 | 131.43 | 19.783 | 614.812 | 562.787 | 0.7319 | 731.8967 | 111382.7616
7 | 3 | 7 | 493 | 191 | 21 | 2.5 | 329.552 | 28.047 | 1854.891 | 1773.314 | 0.83045 | 830.4479 | 126380.6462
7 | 3 | 8 | 172 | 282 | 23 | 2.5 | 354.435 | 31.227 | 2105.752 | 2017.312 | 0.93376 | 933.7625 | 142103.444
7 | 3 | 9 | 149 | 301 | 24.6 | 1.9 | 399.703 | 34.831 | 2353.499 | 2257.989 | 1.023 | 1023.0485 | 155691.3259
7 | 3 | 10 | 739 | 139 | 26.5 | 2.5 | 806.413 | 45.725 | 4498.794 | 4329.908 | 1.0965 | 1096.4714 | 166865.0877
7 | 3 | 11 | 917 | 81 | 28.2 | 3.6 | 982.499 | 49.927 | 5369.451 | 5164.57 | 1.151 | 1150.9887 | 175161.7332
7 | 3 | 12 | 915 | 85 | 28.1 | 3.6 | 1020.769 | 50.972 | 5548.97 | 5336.221 | 1.1823 | 1182.2548 | 179919.9318
7 | 3 | 13 | 906 | 89 | 28.8 | 4.7 | 996.244 | 49.224 | 5465.708 | 5256.627 | 1.1979 | 1197.8892 | 182299.225
7 | 3 | 14 | 885 | 92 | 29 | 1.9 | 906.511 | 53.762 | 4848.563 | 4665.647 | 1.2096 | 1209.582 | 184078.678
7 | 3 | 15 | 841 | 97 | 29.2 | 1.7 | 757.117 | 50.706 | 4095.959 | 3942.512 | 1.2263 | 1226.3069 | 186623.9336
7 | 3 | 16 | 757 | 104 | 29 | 1.1 | 562.831 | 47.04 | 3048.189 | 2931.303 | 1.245 | 1245.0403 | 189474.8548
7 | 3 | 17 | 529 | 100 | 28.7 | 3.1 | 301.705 | 35.743 | 1639.014 | 1563.105 | 1.2629 | 1262.9173 | 192195.4451
7 | 3 | 18 | 226 | 87 | 25.8 | 2.5 | 108.568 | 27.875 | 576.6 | 525.37 | 1.2426 | 1242.6142 | 189105.6457
7 | 3 | 19 | 86 | 65 | 23.5 | 1.1 | 51.78 | 23.601 | 322.728 | 276.605 | 1.2009 | 1200.8965 | 182756.8887
7 | 3 | 20 | 11 | 19 | 20.9 | 8.6 | 16.416 | 20.289 | 103.898 | 61.931 | 1.1641 | 1164.1298 | 177161.5973
7 | 3 | 21 | 0 | 2 | 19.2 | 3.6 | 0 | 19.2 | 0 | 0 | 1.1395 | 1139.5414 | 173419.6412
7 | 3 | 22 | 0 | 0 | 17.6 | 1.9 | 0 | 17.6 | 0 | 0 | 1.0985 | 1098.4605 | 167167.8034
7 | 3 | 23 | 0 | 0 | 17.3 | 2.5 | 0 | 17.3 | 0 | 0 | 0.97881 | 978.8123 | 148959.284
7 | 4 | 0 | 0 | 0 | 13 | 1.9 | 0 | 13 | 0 | 0 | 0.85504 | 855.0439 | 130123.7535
7 | 4 | 1 | 0 | 0 | 13.1 | 0 | 0 | 13.1 | 0 | 0 | 0.77185 | 771.8545 | 117463.6887
7 | 4 | 2 | 0 | 0 | 13.1 | 1.9 | 0 | 13.1 | 0 | 0 | 0.72371 | 723.709 | 110136.7164
7 | 4 | 3 | 0 | 2 | 12 | 1.1 | 0 | 12 | 0 | 0 | 0.69441 | 694.4055 | 105677.2067
7 | 4 | 4 | 134 | 12 | 12.8 | 1.9 | 9.414 | 11.041 | 62.115 | 20.916 | 0.68204 | 682.0358 | 103794.7369
7 | 4 | 5 | 306 | 39 | 15.4 | 0 | 30.161 | 12.871 | 197.402 | 153.687 | 0.69042 | 690.4229 | 105071.1279
7 | 4 | 6 | 547 | 71 | 16.8 | 4.2 | 104.924 | 17.658 | 493.65 | 444.122 | 0.7319 | 731.8967 | 111382.7616
7 | 4 | 7 | 726 | 88 | 17.8 | 4.2 | 315.574 | 23.369 | 1732.865 | 1654.519 | 0.83045 | 830.4479 | 126380.6462
7 | 4 | 8 | 808 | 87 | 18.7 | 3.6 | 526.988 | 29.778 | 3072.65 | 2954.969 | 0.93376 | 933.7625 | 142103.444
7 | 4 | 9 | 827 | 102 | 19.6 | 2.5 | 715.897 | 37.179 | 4139.967 | 3984.871 | 1.023 | 1023.0485 | 155691.3259
7 | 4 | 10 | 839 | 110 | 20.2 | 4.2 | 855.344 | 38.311 | 4955.326 | 4768.013 | 1.0965 | 1096.4714 | 166865.0877
7 | 4 | 11 | 864 | 104 | 20.9 | 3.1 | 955.953 | 43.432 | 5405.068 | 5198.638 | 1.151 | 1150.9887 | 175161.7332
7 | 4 | 12 | 903 | 97 | 21.7 | 1.7 | 1021.897 | 50.322 | 5574.424 | 5360.547 | 1.1823 | 1182.2548 | 179919.9318
7 | 4 | 13 | 896 | 100 | 22.2 | 0 | 998.571 | 60.384 | 5154.215 | 4958.566 | 1.1979 | 1197.8892 | 182299.225
7 | 4 | 14 | 883 | 99 | 22.9 | 2.5 | 912.56 | 46.217 | 5081.164 | 4888.599 | 1.2096 | 1209.582 | 184078.678
7 | 4 | 15 | 848 | 96 | 23.7 | 0 | 761.937 | 54.437 | 4039.878 | 3888.52 | 1.2263 | 1226.3069 | 186623.9336
7 | 4 | 16 | 799 | 91 | 23.7 | 1.1 | 575.036 | 42.276 | 3189.663 | 3068.144 | 1.245 | 1245.0403 | 189474.8548
7 | 4 | 17 | 732 | 82 | 23.6 | 1.9 | 364.122 | 33.611 | 1975.12 | 1890.292 | 1.2629 | 1262.9173 | 192195.4451
7 | 4 | 18 | 623 | 73 | 22.4 | 6.1 | 158.918 | 24.563 | 743.576 | 688.821 | 1.2426 | 1242.6142 | 189105.6457
7 | 4 | 19 | 436 | 54 | 20.4 | 3.6 | 41.888 | 20.227 | 265.186 | 220.177 | 1.2009 | 1200.8965 | 182756.8887
7 | 4 | 20 | 209 | 27 | 16.7 | 3.6 | 21.249 | 15.704 | 137.323 | 94.736 | 1.1641 | 1164.1298 | 177161.5973
7 | 4 | 21 | 0 | 2 | 15.5 | 3.6 | 0 | 15.5 | 0 | 0 | 1.1395 | 1139.5414 | 173419.6412
7 | 4 | 22 | 0 | 0 | 15.8 | 6.7 | 0 | 15.8 | 0 | 0 | 1.0985 | 1098.4605 | 167167.8034
7 | 4 | 23 | 0 | 0 | 15 | 3.6 | 0 | 15 | 0 | 0 | 0.97881 | 978.8123 | 148959.284
7 | 5 | 0 | 0 | 0 | 14.2 | 1.1 | 0 | 14.2 | 0 | 0 | 0.85504 | 855.0439 | 130123.7535
7 | 5 | 1 | 0 | 0 | 13.6 | 1.9 | 0 | 13.6 | 0 | 0 | 0.77185 | 771.8545 | 117463.6887
7 | 5 | 2 | 0 | 0 | 11.4 | 1.1 | 0 | 11.4 | 0 | 0 | 0.72371 | 723.709 | 110136.7164
7 | 5 | 3 | 0 | 3 | 11.3 | 0.6 | 0 | 11.3 | 0 | 0 | 0.69441 | 694.4055 | 105677.2067
7 | 5 | 4 | 137 | 20 | 11.4 | 2.5 | 15.769 | 9.951 | 104.546 | 62.567 | 0.68204 | 682.0358 | 103794.7369
7 | 5 | 5 | 165 | 74 | 13.1 | 2.5 | 55.68 | 12.712 | 364.682 | 317.735 | 0.69042 | 690.4229 | 105071.1279
7 | 5 | 6 | 178 | 135 | 15 | 3.6 | 121.825 | 16.327 | 727.083 | 672.682 | 0.7319 | 731.8967 | 111382.7616
7 | 5 | 7 | 161 | 173 | 16 | 3.1 | 203.699 | 19.545 | 1240.206 | 1174.187 | 0.83045 | 830.4479 | 126380.6462
7 | 5 | 8 | 98 | 192 | 15.9 | 1.1 | 231.598 | 22.005 | 1439.445 | 1368.58 | 0.93376 | 933.7625 | 142103.444
7 | 5 | 9 | 31 | 221 | 18.2 | 3.6 | 227.273 | 22.379 | 1423.031 | 1352.572 | 1.023 | 1023.0485 | 155691.3259
7 | 5 | 10 | 110 | 311 | 18.6 | 3.1 | 405.712 | 27.2 | 2484.854 | 2385.477 | 1.0965 | 1096.4714 | 166865.0877
7 | 5 | 11 | 167 | 434 | 19.6 | 8.6 | 605.002 | 27.61 | 3699.925 | 3560.908 | 1.151 | 1150.9887 | 175161.7332
7 | 5 | 12 | 56 | 423 | 19.4 | 7.8 | 474.127 | 26.145 | 2919.99 | 2807.22 | 1.1823 | 1182.2548 | 179919.9318
7 | 5 | 13 | 23 | 367 | 20.8 | 5.3 | 362.481 | 27.176 | 2221.508 | 2129.801 | 1.1979 | 1197.8892 | 182299.225
7 | 5 | 14 | 7 | 300 | 22.2 | 3.1 | 280.086 | 28.209 | 1708.089 | 1630.391 | 1.2096 | 1209.582 | 184078.678
7 | 5 | 15 | 2 | 173 | 22.5 | 2.5 | 155.493 | 25.629 | 959.899 | 900.382 | 1.2263 | 1226.3069 | 186623.9336
7 | 5 | 16 | 4 | 109 | 21.1 | 4.7 | 98.204 | 22.071 | 615.997 | 563.948 | 1.245 | 1245.0403 | 189474.8548
7 | 5 | 17 | 4 | 103 | 20.5 | 4.2 | 91.715 | 21.278 | 576.743 | 525.51 | 1.2629 | 1262.9173 | 192195.4451
7 | 5 | 18 | 0 | 81 | 19.9 | 1.7 | 70.275 | 20.321 | 444.71 | 396.171 | 1.2426 | 1242.6142 | 189105.6457
7 | 5 | 19 | 0 | 46 | 18.1 | 4.7 | 39.889 | 17.679 | 255.49 | 210.667 | 1.2009 | 1200.8965 | 182756.8887
7 | 5 | 20 | 20 | 21 | 17.8 | 4.2 | 17.887 | 16.809 | 115.022 | 72.849 | 1.1641 | 1164.1298 | 177161.5973
7 | 5 | 21 | 0 | 2 | 15.1 | 1.1 | 0 | 15.1 | 0 | 0 | 1.1395 | 1139.5414 | 173419.6412
7 | 5 | 22 | 0 | 0 | 13.6 | 2.5 | 0 | 13.6 | 0 | 0 | 1.0985 | 1098.4605 | 167167.8034
7 | 5 | 23 | 0 | 0 | 12.2 | 0 | 0 | 12.2 | 0 | 0 | 0.97881 | 978.8123 | 148959.284
7 | 6 | 0 | 0 | 0 | 10.9 | 1.7 | 0 | 10.9 | 0 | 0 | 0.85504 | 855.0439 | 130123.7535
7 | 6 | 1 | 0 | 0 | 10.8 | 0 | 0 | 10.8 | 0 | 0 | 0.77185 | 771.8545 | 117463.6887
7 | 6 | 2 | 0 | 0 | 11.3 | 1.9 | 0 | 11.3 | 0 | 0 | 0.72371 | 723.709 | 110136.7164
7 | 6 | 3 | 0 | 2 | 11.7 | 3.6 | 0 | 11.7 | 0 | 0 | 0.69441 | 694.4055 | 105677.2067
7 | 6 | 4 | 155 | 22 | 11.9 | 1.7 | 19.899 | 10.369 | 131.689 | 89.207 | 0.68204 | 682.0358 | 103794.7369
7 | 6 | 5 | 320 | 64 | 13.3 | 4.7 | 49.007 | 12.901 | 320.708 | 274.624 | 0.69042 | 690.4229 | 105071.1279
7 | 6 | 6 | 293 | 112 | 13.8 | 3.1 | 114.102 | 14.971 | 644.475 | 591.828 | 0.7319 | 731.8967 | 111382.7616
7 | 6 | 7 | 178 | 190 | 15.2 | 5.3 | 223.212 | 18.317 | 1365.988 | 1296.931 | 0.83045 | 830.4479 | 126380.6462
7 | 6 | 8 | 268 | 256 | 16.8 | 6.1 | 387.315 | 22.691 | 2383.806 | 2287.411 | 0.93376 | 933.7625 | 142103.444
7 | 6 | 9 | 391 | 290 | 16.6 | 4.7 | 573.51 | 27.516 | 3489.643 | 3357.986 | 1.023 | 1023.0485 | 155691.3259
7 | 6 | 10 | 559 | 249 | 18.8 | 4.2 | 760.653 | 34.711 | 4488.415 | 4319.936 | 1.0965 | 1096.4714 | 166865.0877
7 | 6 | 11 | 759 | 194 | 19.8 | 5.3 | 966.069 | 37.903 | 5617.876 | 5402.066 | 1.151 | 1150.9887 | 175161.7332
7 | 6 | 12 | 862 | 128 | 21.8 | 3.1 | 1013.707 | 45.815 | 5662.727 | 5444.913 | 1.1823 | 1182.2548 | 179919.9318
7 | 6 | 13 | 858 | 127 | 22.4 | 5.3 | 990.125 | 41.333 | 5659.568 | 5441.896 | 1.1979 | 1197.8892 | 182299.225
7 | 6 | 14 | 879 | 102 | 22.6 | 4.2 | 912.934 | 42.342 | 5186.193 | 4989.187 | 1.2096 | 1209.582 | 184078.678
7 | 6 | 15 | 844 | 103 | 22.8 | 3.6 | 766.921 | 40.315 | 4380.037 | 4215.782 | 1.2263 | 1226.3069 | 186623.9336
7 | 6 | 16 | 605 | 162 | 23.2 | 1.9 | 530.965 | 38.146 | 3021.593 | 2905.567 | 1.245 | 1245.0403 | 189474.8548
7 | 6 | 17 | 267 | 184 | 20.6 | 3.6 | 271.131 | 26.457 | 1596.422 | 1521.605 | 1.2629 | 1262.9173 | 192195.4451
7 | 6 | 18 | 95 | 127 | 20.6 | 1.1 | 120.913 | 23.604 | 716.449 | 662.276 | 1.2426 | 1242.6142 | 189105.6457
7 | 6 | 19 | 0 | 26 | 18.4 | 3.6 | 22.647 | 17.656 | 145.072 | 102.34 | 1.2009 | 1200.8965 | 182756.8887
7 | 6 | 20 | 0 | 9 | 13.8 | 5.3 | 7.821 | 12.66 | 51.239 | 10.238 | 1.1641 | 1164.1298 | 177161.5973
7 | 6 | 21 | 0 | 1 | 13.4 | 6.1 | 0 | 13.4 | 0 | 0 | 1.1395 | 1139.5414 | 173419.6412
7 | 6 | 22 | 0 | 0 | 12.2 | 4.2 | 0 | 12.2 | 0 | 0 | 1.0985 | 1098.4605 | 167167.8034
7 | 6 | 23 | 0 | 0 | 11.6 | 4.2 | 0 | 11.6 | 0 | 0 | 0.97881 | 978.8123 | 148959.284
7 | 7 | 0 | 0 | 0 | 10.9 | 5.6 | 0 | 10.9 | 0 | 0 | 0.85504 | 855.0439 | 130123.7535
7 | 7 | 1 | 0 | 0 | 11.4 | 3.6 | 0 | 11.4 | 0 | 0 | 0.77185 | 771.8545 | 117463.6887
7 | 7 | 2 | 0 | 0 | 11.3 | 5.6 | 0 | 11.3 | 0 | 0 | 0.72371 | 723.709 | 110136.7164
7 | 7 | 3 | 0 | 1 | 10.9 | 7.2 | 0 | 10.9 | 0 | 0 | 0.69441 | 694.4055 | 105677.2067
7 | 7 | 4 | 9 | 7 | 10.8 | 6.1 | 6.332 | 9.679 | 42.028 | 1.195 | 0.68204 | 682.0358 | 103794.7369
7 | 7 | 5 | 21 | 12 | 10.5 | 7.2 | 10.722 | 9.561 | 71.211 | 29.846 | 0.69042 | 690.4229 | 105071.1279
7 | 7 | 6 | 0 | 23 | 10.1 | 9.2 | 20.025 | 9.432 | 133.066 | 90.558 | 0.7319 | 731.8967 | 111382.7616
7 | 7 | 7 | 0 | 42 | 10.2 | 4.2 | 36.674 | 9.459 | 243.671 | 199.075 | 0.83045 | 830.4479 | 126380.6462
7 | 7 | 8 | 3 | 57 | 10.1 | 7.8 | 51.491 | 9.849 | 341.055 | 294.573 | 0.93376 | 933.7625 | 142103.444
7 | 7 | 9 | 0 | 84 | 10.2 | 5.3 | 73.748 | 10.32 | 488.153 | 438.737 | 1.023 | 1023.0485 | 155691.3259
7 | 7 | 10 | 0 | 128 | 10.4 | 8.6 | 113.299 | 11.073 | 747.467 | 692.629 | 1.0965 | 1096.4714 | 166865.0877
7 | 7 | 11 | 2 | 108 | 10.1 | 6.1 | 97.396 | 10.706 | 643.586 | 590.958 | 1.151 | 1150.9887 | 175161.7332
7 | 7 | 12 | 4 | 90 | 10.2 | 8.3 | 83.403 | 10.475 | 551.685 | 500.97 | 1.1823 | 1182.2548 | 179919.9318
7 | 7 | 13 | 3 | 96 | 9.4 | 7.8 | 87.667 | 9.732 | 581.787 | 530.45 | 1.1979 | 1197.8892 | 182299.225
7 | 7 | 14 | 3 | 109 | 8.3 | 9.7 | 98.947 | 8.73 | 659.509 | 606.546 | 1.2096 | 1209.582 | 184078.678
7 | 7 | 15 | 4 | 68 | 7.8 | 9.2 | 62.773 | 7.762 | 420.033 | 371.988 | 1.2263 | 1226.3069 | 186623.9336
7 | 7 | 16 | 2 | 45 | 7.6 | 9.2 | 40.569 | 7.234 | 271.939 | 226.801 | 1.245 | 1245.0403 | 189474.8548
7 | 7 | 17 | 3 | 41 | 7.5 | 7.2 | 36.964 | 6.99 | 247.385 | 202.718 | 1.2629 | 1262.9173 | 192195.4451
7 | 7 | 18 | 4 | 36 | 7.4 | 7.8 | 32.017 | 6.838 | 213.485 | 169.465 | 1.2426 | 1242.6142 | 189105.6457
7 | 7 | 19 | 9 | 34 | 8.3 | 4.7 | 30.016 | 7.477 | 201.168 | 157.382 | 1.2009 | 1200.8965 | 182756.8887
7 | 7 | 20 | 51 | 18 | 8.7 | 5.6 | 14.692 | 7.682 | 98.375 | 56.51 | 1.1641 | 1164.1298 | 177161.5973
7 | 7 | 21 | 1 | 3 | 9.6 | 8.6 | 0 | 9.6 | 0 | 0 | 1.1395 | 1139.5414 | 173419.6412
7 | 7 | 22 | 0 | 0 | 11 | 7.8 | 0 | 11 | 0 | 0 | 1.0985 | 1098.4605 | 167167.8034
7 | 7 | 23 | 0 | 0 | 11.4 | 12.2 | 0 | 11.4 | 0 | 0 | 0.97881 | 978.8123 | 148959.284
7 | 8 | 0 | 0 | 0 | 11.4 | 8.3 | 0 | 11.4 | 0 | 0 | 0.85504 | 855.0439 | 130123.7535
7 | 8 | 1 | 0 | 0 | 10.6 | 8.3 | 0 | 10.6 | 0 | 0 | 0.77185 | 771.8545 | 117463.6887
7 | 8 | 2 | 0 | 0 | 10.9 | 7.8 | 0 | 10.9 | 0 | 0 | 0.72371 | 723.709 | 110136.7164
7 | 8 | 3 | 0 | 2 | 10.8 | 7.8 | 0 | 10.8 | 0 | 0 | 0.69441 | 694.4055 | 105677.2067
7 | 8 | 4 | 171 | 14 | 9.8 | 5.3 | 12.663 | 8.694 | 84.419 | 42.811 | 0.68204 | 682.0358 | 103794.7369
7 | 8 | 5 | 443 | 44 | 9.4 | 7.2 | 35.249 | 8.847 | 234.829 | 190.402 | 0.69042 | 690.4229 | 105071.1279
7 | 8 | 6 | 640 | 69 | 11.5 | 8.3 | 108.319 | 12.092 | 503.735 | 454.002 | 0.7319 | 731.8967 | 111382.7616
7 | 8 | 7 | 675 | 108 | 14.2 | 7.2 | 315.127 | 18.222 | 1786.413 | 1706.658 | 0.83045 | 830.4479 | 126380.6462
7 | 8 | 8 | 481 | 224 | 15.1 | 9.2 | 476.506 | 20.895 | 2933.706 | 2820.5 | 0.93376 | 933.7625 | 142103.444
7 | 8 | 9 | 373 | 335 | 15.5 | 9.2 | 604.479 | 23.158 | 3756.181 | 3615.16 | 1.023 | 1023.0485 | 155691.3259
7 | 8 | 10 | 643 | 238 | 15.5 | 7.8 | 826.855 | 27.503 | 5051.759 | 4860.427 | 1.0965 | 1096.4714 | 166865.0877
7 | 8 | 11 | 807 | 171 | 16.9 | 7.8 | 981.555 | 31.45 | 5892.144 | 5663.93 | 1.151 | 1150.9887 | 175161.7332
7 | 8 | 12 | 702 | 247 | 18.2 | 7.8 | 997.115 | 33.142 | 5937.786 | 5707.474 | 1.1823 | 1182.2548 | 179919.9318
7 | 8 | 13 | 542 | 319 | 19.2 | 6.7 | 891.679 | 33.964 | 5288.232 | 5086.861 | 1.1979 | 1197.8892 | 182299.225
7 | 8 | 14 | 439 | 328 | 19.2 | 6.1 | 754.524 | 32.355 | 4507.43 | 4338.204 | 1.2096 | 1209.582 | 184078.678
7 | 8 | 15 | 207 | 341 | 20.3 | 7.2 | 494.934 | 27.908 | 3015.771 | 2899.934 | 1.2263 | 1226.3069 | 186623.9336
7 | 8 | 16 | 121 | 320 | 18.6 | 6.1 | 368.234 | 24.528 | 2271.749 | 2178.604 | 1.245 | 1245.0403 | 189474.8548
7 | 8 | 17 | 449 | 207 | 19.6 | 2.5 | 361.71 | 28.111 | 2088.808 | 2000.841 | 1.2629 | 1262.9173 | 192195.4451
7 | 8 | 18 | 586 | 103 | 18.8 | 2.5 | 180.132 | 22.739 | 897.073 | 838.962 | 1.2426 | 1242.6142 | 189105.6457
7 | 8 | 19 | 445 | 56 | 17 | 4.7 | 43.917 | 16.84 | 282.364 | 237.024 | 1.2009 | 1200.8965 | 182756.8887
7 | 8 | 20 | 295 | 23 | 15 | 1.9 | 19.262 | 13.676 | 125.617 | 83.247 | 1.1641 | 1164.1298 | 177161.5973
7 | 8 | 21 | 1 | 2 | 13.6 | 2.5 | 0 | 13.6 | 0 | 0 | 1.1395 | 1139.5414 | 173419.6412
7 | 8 | 22 | 0 | 0 | 12.1 | 0 | 0 | 12.1 | 0 | 0 | 1.0985 | 1098.4605 | 167167.8034
7 | 8 | 23 | 0 | 0 | 7.9 | 2.5 | 0 | 7.9 | 0 | 0 | 0.97881 | 978.8123 | 148959.284
7 | 9 | 0 | 0 | 0 | 7.7 | 2.5 | 0 | 7.7 | 0 | 0 | 0.85504 | 855.0439 | 130123.7535
7 | 9 | 1 | 0 | 0 | 6.8 | 2.5 | 0 | 6.8 | 0 | 0 | 0.77185 | 771.8545 | 117463.6887
7 | 9 | 2 | 0 | 0 | 6 | 2.5 | 0 | 6 | 0 | 0 | 0.72371 | 723.709 | 110136.7164
7 | 9 | 3 | 0 | 2 | 5.1 | 2.5 | 0 | 5.1 | 0 | 0 | 0.69441 | 694.4055 | 105677.2067
7 | 9 | 4 | 223 | 14 | 5.2 | 3.6 | 12.663 | 3.764 | 86.236 | 44.595 | 0.68204 | 682.0358 | 103794.7369
7 | 9 | 5 | 514 | 42 | 7.4 | 1.7 | 33.675 | 6.161 | 226.979 | 182.702 | 0.69042 | 690.4229 | 105071.1279
7 | 9 | 6 | 657 | 64 | 10 | 2.5 | 104.684 | 10.904 | 478.612 | 429.389 | 0.7319 | 731.8967 | 111382.7616
7 | 9 | 7 | 748 | 81 | 12.9 | 3.1 | 314.357 | 19.031 | 1749.872 | 1671.08 | 0.83045 | 830.4479 | 126380.6462
7 | 9 | 8 | 806 | 92 | 15 | 3.1 | 528.085 | 26.693 | 3123.206 | 3003.875 | 0.93376 | 933.7625 | 142103.444
7 | 9 | 9 | 845 | 101 | 18 | 3.1 | 721.585 | 34.613 | 4224.953 | 4066.646 | 1.023 | 1023.0485 | 155691.3259
7 | 9 | 10 | 868 | 110 | 17.5 | 4.7 | 879.787 | 35.115 | 5178.37 | 4981.696 | 1.0965 | 1096.4714 | 166865.0877
7 | 9 | 11 | 836 | 142 | 17.9 | 3.6 | 979.632 | 40.04 | 5635.718 | 5419.112 | 1.151 | 1150.9887 | 175161.7332
7 | 9 | 12 | 776 | 195 | 18.5 | 1.9 | 1018.026 | 46.484 | 5667.052 | 5449.045 | 1.1823 | 1182.2548 | 179919.9318
7 | 9 | 13 | 801 | 231 | 18.1 | 1.7 | 1062.43 | 48.152 | 5862.16 | 5635.319 | 1.1979 | 1197.8892 | 182299.225
7 | 9 | 14 | 597 | 284 | 19.6 | 4.7 | 854.643 | 37.301 | 4981.934 | 4793.517 | 1.2096 | 1209.582 | 184078.678
7 | 9 | 15 | 374 | 223 | 19.6 | 2.5 | 529.196 | 33.563 | 3132.689 | 3013.047 | 1.2263 | 1226.3069 | 186623.9336
7 | 9 | 16 | 687 | 139 | 19.8 | 3.6 | 558.642 | 32.032 | 3271.448 | 3147.208 | 1.245 | 1245.0403 | 189474.8548
7 | 9 | 17 | 493 | 151 | 18.6 | 2.5 | 332.902 | 26.937 | 1912.196 | 1829.078 | 1.2629 | 1262.9173 | 192195.4451
7 | 9 | 18 | 597 | 87 | 18 | 1.9 | 167.85 | 21.921 | 818.994 | 762.604 | 1.2426 | 1242.6142 | 189105.6457
7 | 9 | 19 | 456 | 54 | 16.3 | 1.7 | 42.231 | 16.123 | 272.403 | 227.256 | 1.2009 | 1200.8965 | 182756.8887
7 | 9 | 20 | 359 | 20 | 12.6 | 3.1 | 18.014 | 11.391 | 118.676 | 76.435 | 1.1641 | 1164.1298 | 177161.5973
7 | 9 | 21 | 1 | 1 | 10.2 | 2.5 | 0 | 10.2 | 0 | 0 | 1.1395 | 1139.5414 | 173419.6412
7 | 9 | 22 | 0 | 0 | 10.3 | 4.2 | 0 | 10.3 | 0 | 0 | 1.0985 | 1098.4605 | 167167.8034
7 | 9 | 23 | 0 | 0 | 10.2 | 2.5 | 0 | 10.2 | 0 | 0 | 0.97881 | 978.8123 | 148959.284
7 | 10 | 0 | 0 | 0 | 7 | 0 | 0 | 7 | 0 | 0 | 0.85504 | 855.0439 | 130123.7535
7 | 10 | 1 | 0 | 0 | 8.1 | 0 | 0 | 8.1 | 0 | 0 | 0.77185 | 771.8545 | 117463.6887
7 | 10 | 2 | 0 | 0 | 7.1 | 1.9 | 0 | 7.1 | 0 | 0 | 0.72371 | 723.709 | 110136.7164
7 | 10 | 3 | 0 | 2 | 6.5 | 0 | 0 | 6.5 | 0 | 0 | 0.69441 | 694.4055 | 105677.2067
7 | 10 | 4 | 208 | 12 | 5.6 | 1.9 | 10.854 | 3.744 | 73.923 | 32.508 | 0.68204 | 682.0358 | 103794.7369
7 | 10 | 5 | 426 | 46 | 7.9 | 3.1 | 37.278 | 7.004 | 250.351 | 205.627 | 0.69042 | 690.4229 | 105071.1279
7 | 10 | 6 | 422 | 101 | 10.7 | 2.5 | 113.575 | 11.857 | 611.918 | 559.954 | 0.7319 | 731.8967 | 111382.7616
7 | 10 | 7 | 136 | 202 | 12.7 | 1.7 | 219.452 | 17.375 | 1361.409 | 1292.465 | 0.83045 | 830.4479 | 126380.6462
7 | 10 | 8 | 9 | 216 | 14.9 | 0 | 196.324 | 22.62 | 1227.862 | 1162.137 | 0.93376 | 933.7625 | 142103.444
7 | 10 | 9 | 9 | 228 | 15.7 | 1.1 | 210.944 | 21.122 | 1329.504 | 1261.337 | 1.023 | 1023.0485 | 155691.3259
7 | 10 | 10 | 102 | 303 | 16.7 | 1.9 | 391.074 | 26.257 | 2405.955 | 2308.911 | 1.0965 | 1096.4714 | 166865.0877
7 | 10 | 11 | 520 | 304 | 18.4 | 1.1 | 843.111 | 43.235 | 4772.279 | 4592.472 | 1.151 | 1150.9887 | 175161.7332
7 | 10 | 12 | 735 | 206 | 18.8 | 3.1 | 988.695 | 42.109 | 5629.645 | 5413.31 | 1.1823 | 1182.2548 | 179919.9318
7 | 10 | 13 | 775 | 181 | 18.9 | 0 | 977.068 | 56.652 | 5149.471 | 4954.023 | 1.1979 | 1197.8892 | 182299.225
7 | 10 | 14 | 704 | 206 | 20.2 | 1.1 | 878.249 | 48.116 | 4842.783 | 4660.104 | 1.2096 | 1209.582 | 184078.678
7 | 10 | 15 | 690 | 187 | 20.4 | 1.1 | 743.512 | 44.263 | 4165.717 | 4009.652 | 1.2263 | 1226.3069 | 186623.9336
7 | 10 | 16 | 606 | 175 | 20.1 | 3.6 | 545.099 | 32.494 | 3191.926 | 3070.332 | 1.245 | 1245.0403 | 189474.8548
7 | 10 | 17 | 494 | 127 | 20.2 | 1.7 | 311.757 | 29.062 | 1764.287 | 1685.117 | 1.2629 | 1262.9173 | 192195.4451
7 | 10 | 18 | 532 | 89 | 19 | 1.1 | 159.577 | 23.392 | 787.262 | 731.564 | 1.2426 | 1242.6142 | 189105.6457
7 | 10 | 19 | 358 | 58 | 17.9 | 1.7 | 43.69 | 17.769 | 279.724 | 234.435 | 1.2009 | 1200.8965 | 182756.8887
7 | 10 | 20 | 242 | 21 | 13.4 | 1.9 | 17.344 | 11.983 | 113.963 | 71.81 | 1.1641 | 1164.1298 | 177161.5973
7 | 10 | 21 | 1 | 2 | 11.3 | 2.5 | 0 | 11.3 | 0 | 0 | 1.1395 | 1139.5414 | 173419.6412
7 | 10 | 22 | 0 | 0 | 10.2 | 2.5 | 0 | 10.2 | 0 | 0 | 1.0985 | 1098.4605 | 167167.8034
7 | 10 | 23 | 0 | 0 | 8.6 | 3.6 | 0 | 8.6 | 0 | 0 | 0.97881 | 978.8123 | 148959.284
7 | 11 | 0 | 0 | 0 | 7.4 | 3.1 | 0 | 7.4 | 0 | 0 | 0.85504 | 855.0439 | 130123.7535
7 | 11 | 1 | 0 | 0 | 8.9 | 0 | 0 | 8.9 | 0 | 0 | 0.77185 | 771.8545 | 117463.6887
7 | 11 | 2 | 0 | 0 | 7.5 | 2.5 | 0 | 7.5 | 0 | 0 | 0.72371 | 723.709 | 110136.7164
7 | 11 | 3 | 0 | 1 | 8 | 1.9 | 0 | 8 | 0 | 0 | 0.69441 | 694.4055 | 105677.2067
7 | 11 | 4 | 104 | 16 | 7.7 | 1.9 | 14.472 | 5.982 | 97.621 | 55.77 | 0.68204 | 682.0358 | 103794.7369
7 | 11 | 5 | 377 | 48 | 10.3 | 2.5 | 39.194 | 9.425 | 260.455 | 215.537 | 0.69042 | 690.4229 | 105071.1279
7 | 11 | 6 | 550 | 79 | 12.5 | 3.6 | 107.542 | 13.425 | 529.22 | 478.966 | 0.7319 | 731.8967 | 111382.7616
7 | 11 | 7 | 671 | 98 | 15 | 1.9 | 302.871 | 21.812 | 1679.909 | 1602.944 | 0.83045 | 830.4479 | 126380.6462
7 | 11 | 8 | 738 | 116 | 16.6 | 1.1 | 514.468 | 31.743 | 2976.066 | 2861.506 | 0.93376 | 933.7625 | 142103.444
7 | 11 | 9 | 777 | 130 | 18.1 | 1.9 | 706.113 | 36.883 | 4090.31 | 3937.074 | 1.023 | 1023.0485 | 155691.3259
7 | 11 | 10 | 792 | 146 | 18.9 | 1.7 | 858.844 | 42.801 | 4863.95 | 4680.404 | 1.0965 | 1096.4714 | 166865.0877
7 | 11 | 11 | 757 | 186 | 20.3 | 1.7 | 956.218 | 47.072 | 5305.466 | 5103.353 | 1.151 | 1150.9887 | 175161.7332
7 | 11 | 12 | 638 | 270 | 21.4 | 1.7 | 956.122 | 48.404 | 5269.027 | 5068.481 | 1.1823 | 1182.2548 | 179919.9318
7 | 11 | 13 | 425 | 342 | 21.9 | 1.9 | 800.384 | 44.263 | 4506.974 | 4337.766 | 1.1979 | 1197.8892 | 182299.225
7 | 11 | 14 | 242 | 332 | 21.6 | 1.9 | 568.128 | 37.64 | 3307.236 | 3181.795 | 1.2096 | 1209.582 | 184078.678
7 | 11 | 15 | 376 | 302 | 21.8 | 2.5 | 598.61 | 36.627 | 3492.007 | 3360.269 | 1.2263 | 1226.3069 | 186623.9336
7 | 11 | 16 | 136 | 272 | 21.2 | 5.3 | 338.736 | 27.322 | 2059.747 | 1972.588 | 1.245 | 1245.0403 | 189474.8548
7 | 11 | 17 | 141 | 228 | 20.6 | 6.1 | 258.716 | 24.445 | 1568.448 | 1494.344 | 1.2629 | 1262.9173 | 192195.4451
7 | 11 | 18 | 395 | 121 | 16.4 | 4.7 | 162.708 | 18.788 | 878.931 | 821.222 | 1.2426 | 1242.6142 | 189105.6457
7 | 11 | 19 | 319 | 63 | 15.5 | 1.9 | 47.398 | 15.422 | 306.7 | 260.889 | 1.2009 | 1200.8965 | 182756.8887
7 | 11 | 20 | 163 | 22 | 12.8 | 3.1 | 17.257 | 11.59 | 113.589 | 71.443 | 1.1641 | 1164.1298 | 177161.5973
7 | 11 | 21 | 1 | 2 | 11.7 | 3.1 | 0 | 11.7 | 0 | 0 | 1.1395 | 1139.5414 | 173419.6412
7 | 11 | 22 | 0 | 0 | 11 | 3.1 | 0 | 11 | 0 | 0 | 1.0985 | 1098.4605 | 167167.8034
7 | 11 | 23 | 0 | 0 | 11.4 | 2.5 | 0 | 11.4 | 0 | 0 | 0.97881 | 978.8123 | 148959.284
7 | 12 | 0 | 0 | 0 | 11.3 | 4.7 | 0 | 11.3 | 0 | 0 | 0.85504 | 855.0439 | 130123.7535
7 | 12 | 1 | 0 | 0 | 8.7 | 3.1 | 0 | 8.7 | 0 | 0 | 0.77185 | 771.8545 | 117463.6887
7 | 12 | 2 | 0 | 0 | 9.6 | 3.1 | 0 | 9.6 | 0 | 0 | 0.72371 | 723.709 | 110136.7164
7 | 12 | 3 | 0 | 1 | 7.3 | 1.9 | 0 | 7.3 | 0 | 0 | 0.69441 | 694.4055 | 105677.2067
7 | 12 | 4 | 4 | 12 | 7.9 | 1.7 | 10.854 | 6.012 | 73.206 | 31.804 | 0.68204 | 682.0358 | 103794.7369
7 | 12 | 5 | 109 | 49 | 9.8 | 1.9 | 38.241 | 8.778 | 254.844 | 210.034 | 0.69042 | 690.4229 | 105071.1279
7 | 12 | 6 | 507 | 88 | 13.7 | 1.9 | 108.936 | 14.863 | 549.741 | 499.065 | 0.7319 | 731.8967 | 111382.7616
7 | 12 | 7 | 652 | 105 | 16.1 | 1.1 | 302.771 | 23.968 | 1668.273 | 1591.609 | 0.83045 | 830.4479 | 126380.6462
7 | 12 | 8 | 733 | 118 | 19.2 | 0 | 513.338 | 38.888 | 2866.688 | 2755.607 | 0.93376 | 933.7625 | 142103.444
7 | 12 | 9 | 780 | 128 | 20.8 | 1.9 | 706.008 | 39.494 | 4036.289 | 3885.063 | 1.023 | 1023.0485 | 155691.3259
7 | 12 | 10 | 814 | 135 | 22.7 | 1.9 | 866.566 | 45.934 | 4828.614 | 4646.515 | 1.0965 | 1096.4714 | 166865.0877
7 | 12 | 11 | 837 | 140 | 23.8 | 4.2 | 978.819 | 44.62 | 5500.591 | 5289.978 | 1.151 | 1150.9887 | 175161.7332
7 | 12 | 12 | 839 | 145 | 24.5 | 4.2 | 1021.927 | 46.374 | 5692.033 | 5472.904 | 1.1823 | 1182.2548 | 179919.9318
7 | 12 | 13 | 828 | 146 | 24.9 | 1.9 | 994.042 | 52.051 | 5372.006 | 5167.015 | 1.1979 | 1197.8892 | 182299.225
7 | 12 | 14 | 816 | 142 | 25.2 | 2.5 | 909.003 | 48.33 | 5006.196 | 4816.769 | 1.2096 | 1209.582 | 184078.678
7 | 12 | 15 | 786 | 134 | 25.2 | 4.7 | 761.947 | 40.826 | 4342.492 | 4179.687 | 1.2263 | 1226.3069 | 186623.9336
7 | 12 | 16 | 739 | 123 | 25 | 1.7 | 574.662 | 41.53 | 3206.9 | 3084.81 | 1.245 | 1245.0403 | 189474.8548
7 | 12 | 17 | 678 | 106 | 24.1 | 0.6 | 366.617 | 37.698 | 1964.63 | 1880.088 | 1.2629 | 1262.9173 | 192195.4451
7 | 12 | 18 | 577 | 82 | 23.4 | 1.9 | 160.412 | 27.301 | 760.776 | 705.651 | 1.2426 | 1242.6142 | 189105.6457
7 | 12 | 19 | 388 | 53 | 21.3 | 1.7 | 41.391 | 21.194 | 260.878 | 215.953 | 1.2009 | 1200.8965 | 182756.8887
7 | 12 | 20 | 262 | 16 | 14.8 | 1.7 | 13.936 | 13.26 | 91.052 | 49.322 | 1.1641 | 1164.1298 | 177161.5973
7 | 12 | 21 | 2 | 2 | 12 | 0 | 0 | 12 | 0 | 0 | 1.1395 | 1139.5414 | 173419.6412
7 | 12 | 22 | 0 | 0 | 13 | 0 | 0 | 13 | 0 | 0 | 1.0985 | 1098.4605 | 167167.8034
7 | 12 | 23 | 0 | 0 | 9.6 | 1.1 | 0 | 9.6 | 0 | 0 | 0.97881 | 978.8123 | 148959.284
7 | 13 | 0 | 0 | 0 | 11.6 | 3.6 | 0 | 11.6 | 0 | 0 | 0.85504 | 855.0439 | 130123.7535
7 | 13 | 1 | 0 | 0 | 9 | 3.6 | 0 | 9 | 0 | 0 | 0.77185 | 771.8545 | 117463.6887
7 | 13 | 2 | 0 | 0 | 11.4 | 2.5 | 0 | 11.4 | 0 | 0 | 0.72371 | 723.709 | 110136.7164
7 | 13 | 3 | 0 | 1 | 11.2 | 0 | 0 | 11.2 | 0 | 0 | 0.69441 | 694.4055 | 105677.2067
7 | 13 | 4 | 0 | 10 | 10.5 | 0 | 9.045 | 6.907 | 60.77 | 19.595 | 0.68204 | 682.0358 | 103794.7369
7 | 13 | 5 | 0 | 39 | 11.8 | 0 | 33.327 | 9.216 | 221.672 | 177.496 | 0.69042 | 690.4229 | 105071.1279
7 | 13 | 6 | 8 | 105 | 13.6 | 1.1 | 88.018 | 14.211 | 570.182 | 519.085 | 0.7319 | 731.8967 | 111382.7616
7 | 13 | 7 | 7 | 141 | 14.4 | 2.5 | 124.64 | 16.05 | 801.827 | 745.812 | 0.83045 | 830.4479 | 126380.6462
7 | 13 | 8 | 22 | 199 | 16 | 4.2 | 187.938 | 18.835 | 1193.97 | 1129.049 | 0.93376 | 933.7625 | 142103.444
7 | 13 | 9 | 189 | 338 | 19.3 | 3.6 | 465.404 | 28.729 | 2821.657 | 2711.993 | 1.023 | 1023.0485 | 155691.3259
7 | 13 | 10 | 462 | 341 | 22.1 | 1.9 | 767.101 | 42.154 | 4361.583 | 4198.041 | 1.0965 | 1096.4714 | 166865.0877
7 | 13 | 11 | 149 | 363 | 22.3 | 1.1 | 514.646 | 39.234 | 2973.254 | 2858.784 | 1.151 | 1150.9887 | 175161.7332
7 | 13 | 12 | 149 | 189 | 23.3 | 1.9 | 354.52 | 32.865 | 2114.031 | 2025.359 | 1.1823 | 1182.2548 | 179919.9318
7 | 13 | 13 | 299 | 395 | 22.5 | 2.5 | 717.527 | 39.596 | 4137.916 | 3982.896 | 1.1979 | 1197.8892 | 182299.225
7 | 13 | 14 | 244 | 299 | 21.6 | 4.2 | 536.342 | 33.079 | 3193.272 | 3071.634 | 1.2096 | 1209.582 | 184078.678
7 | 13 | 15 | 9 | 202 | 18.4 | 9.2 | 187.777 | 20.478 | 1187.119 | 1122.36 | 1.2263 | 1226.3069 | 186623.9336
7 | 13 | 16 | 8 | 108 | 19.7 | 3.1 | 99.726 | 20.978 | 628.281 | 575.974 | 1.245 | 1245.0403 | 189474.8548
7 | 13 | 17 | 16 | 141 | 19.1 | 4.7 | 129.538 | 20.573 | 814.437 | 758.147 | 1.2629 | 1262.9173 | 192195.4451
7 | 13 | 18 | 51 | 122 | 17.8 | 0 | 110.531 | 21.095 | 676.798 | 623.468 | 1.2426 | 1242.6142 | 189105.6457
7 | 13 | 19 | 77 | 76 | 16.6 | 0 | 58.451 | 17.3 | 375.029 | 327.878 | 1.2009 | 1200.8965 | 182756.8887
7 | 13 | 20 | 68 | 22 | 16.9 | 0 | 17.682 | 14.589 | 114.846 | 72.676 | 1.1641 | 1164.1298 | 177161.5973
7 | 13 | 21 | 1 | 2 | 15.8 | 1.9 | 0 | 15.8 | 0 | 0 | 1.1395 | 1139.5414 | 173419.6412
7 | 13 | 22 | 0 | 0 | 16 | 2.5 | 0 | 16 | 0 | 0 | 1.0985 | 1098.4605 | 167167.8034
7 | 13 | 23 | 0 | 0 | 15.6 | 1.1 | 0 | 15.6 | 0 | 0 | 0.97881 | 978.8123 | 148959.284
7 | 14 | 0 | 0 | 0 | 15.1 | 1.9 | 0 | 15.1 | 0 | 0 | 0.85504 | 855.0439 | 130123.7535
7 | 14 | 1 | 0 | 0 | 14.8 | 3.6 | 0 | 14.8 | 0 | 0 | 0.77185 | 771.8545 | 117463.6887
7 | 14 | 2 | 0 | 0 | 14.4 | 2.5 | 0 | 14.4 | 0 | 0 | 0.72371 | 723.709 | 110136.7164
7 | 14 | 3 | 0 | 1 | 14.3 | 2.5 | 0 | 14.3 | 0 | 0 | 0.69441 | 694.4055 | 105677.2067
7 | 14 | 4 | 0 | 4 | 14.5 | 2.5 | 3.618 | 12.787 | 23.689 | 0 | 0.68204 | 682.0358 | 103794.7369
7 | 14 | 5 | 0 | 10 | 14.9 | 1.9 | 8.684 | 13.124 | 56.771 | 15.669 | 0.69042 | 690.4229 | 105071.1279
7 | 14 | 6 | 1 | 29 | 15.4 | 5.6 | 25.342 | 14.622 | 164.266 | 121.175 | 0.7319 | 731.8967 | 111382.7616
7 | 14 | 7 | 2 | 57 | 15.4 | 6.1 | 50.446 | 15.126 | 326.163 | 279.973 | 0.83045 | 830.4479 | 126380.6462
7 | 14 | 8 | 3 | 67 | 15.2 | 6.1 | 60.258 | 15.128 | 389.948 | 342.502 | 0.93376 | 933.7625 | 142103.444
7 | 14 | 9 | 2 | 78 | 15.4 | 6.1 | 69.887 | 15.512 | 451.926 | 403.242 | 1.023 | 1023.0485 | 155691.3259
7 | 14 | 10 | 3 | 110 | 15.4 | 4.2 | 99.664 | 16.204 | 642.591 | 589.984 | 1.0965 | 1096.4714 | 166865.0877
7 | 14 | 11 | 2 | 127 | 15.7 | 5.6 | 114.582 | 16.702 | 737.156 | 682.54 | 1.151 | 1150.9887 | 175161.7332
7 | 14 | 12 | 4 | 196 | 15.3 | 3.6 | 180.389 | 18.114 | 1153.12 | 1089.161 | 1.1823 | 1182.2548 | 179919.9318
7 | 14 | 13 | 16 | 364 | 15.5 | 3.6 | 353.571 | 22.406 | 2215.989 | 2124.439 | 1.1979 | 1197.8892 | 182299.225
7 | 14 | 14 | 2 | 268 | 16 | 1.9 | 245.501 | 22.108 | 1540.796 | 1467.393 | 1.2096 | 1209.582 | 184078.678
7 | 14 | 15 | 2 | 193 | 15.1 | 0 | 174.064 | 22.224 | 1091.795 | 1029.266 | 1.2263 | 1226.3069 | 186623.9336
7 | 14 | 16 | 0 | 122 | 12.6 | 2.5 | 107.461 | 14.046 | 699.659 | 645.844 | 1.245 | 1245.0403 | 189474.8548
7 | 14 | 17 | 0 | 66 | 12.1 | 2.5 | 57.754 | 12.035 | 379.401 | 332.164 | 1.2629 | 1262.9173 | 192195.4451
7 | 14 | 18 | 1 | 47 | 12.5 | 3.1 | 41.192 | 11.897 | 270.358 | 225.25 | 1.2426 | 1242.6142 | 189105.6457
7 | 14 | 19 | 0 | 7 | 12.7 | 3.6 | 6.075 | 11.274 | 40.046 | 0 | 1.2009 | 1200.8965 | 182756.8887
7 | 14 | 20 | 0 | 2 | 12.9 | 1.7 | 1.732 | 10.809 | 11.44 | 0 | 1.1641 | 1164.1298 | 177161.5973
7 | 14 | 21 | 0 | 1 | 12.9 | 5.3 | 0 | 12.9 | 0 | 0 | 1.1395 | 1139.5414 | 173419.6412
7 | 14 | 22 | 0 | 0 | 13.2 | 5.6 | 0 | 13.2 | 0 | 0 | 1.0985 | 1098.4605 | 167167.8034
7 | 14 | 23 | 0 | 0 | 13.2 | 2.5 | 0 | 13.2 | 0 | 0 | 0.97881 | 978.8123 | 148959.284
7 | 15 | 0 | 0 | 0 | 13.2 | 1.9 | 0 | 13.2 | 0 | 0 | 0.85504 | 855.0439 | 130123.7535
7 | 15 | 1 | 0 | 0 | 12.9 | 2.5 | 0 | 12.9 | 0 | 0 | 0.77185 | 771.8545 | 117463.6887
7 | 15 | 2 | 0 | 0 | 13.2 | 3.1 | 0 | 13.2 | 0 | 0 | 0.72371 | 723.709 | 110136.7164
7 | 15 | 3 | 0 | 1 | 13.5 | 3.6 | 0 | 13.5 | 0 | 0 | 0.69441 | 694.4055 | 105677.2067
7 | 15 | 4 | 0 | 6 | 13.3 | 3.6 | 5.427 | 11.775 | 35.693 | 0 | 0.68204 | 682.0358 | 103794.7369
7 | 15 | 5 | 5 | 21 | 13.6 | 2.5 | 18.299 | 12.213 | 120.115 | 77.848 | 0.69042 | 690.4229 | 105071.1279
7 | 15 | 6 | 8 | 44 | 13.6 | 3.6 | 39.003 | 12.9 | 252.817 | 208.046 | 0.7319 | 731.8967 | 111382.7616
7 | 15 | 7 | 8 | 77 | 13.3 | 3.6 | 69.881 | 13.362 | 453.579 | 404.862 | 0.83045 | 830.4479 | 126380.6462
7 | 15 | 8 | 5 | 126 | 13.6 | 4.2 | 113.532 | 14.679 | 736.283 | 681.685 | 0.93376 | 933.7625 | 142103.444
7 | 15 | 9 | 11 | 219 | 14 | 4.2 | 204.227 | 17.139 | 1310.705 | 1242.994 | 1.023 | 1023.0485 | 155691.3259
7 | 15 | 10 | 33 | 346 | 15.1 | 3.6 | 362.474 | 22.262 | 2272.905 | 2179.727 | 1.0965 | 1096.4714 | 166865.0877
7 | 15 | 11 | 199 | 365 | 16.2 | 4.7 | 565.632 | 26.912 | 3470.572 | 3339.573 | 1.151 | 1150.9887 | 175161.7332
7 | 15 | 12 | 217 | 384 | 16.9 | 3.6 | 614.706 | 30.48 | 3708.199 | 3568.888 | 1.1823 | 1182.2548 | 179919.9318
7 | 15 | 13 | 9 | 306 | 14.8 | 2.5 | 289.888 | 22.239 | 1818.269 | 1737.67 | 1.1979 | 1197.8892 | 182299.225
7 | 15 | 14 | 17 | 335 | 16.9 | 4.2 | 323.923 | 23.011 | 2024.365 | 1938.184 | 1.2096 | 1209.582 | 184078.678
7 | 15 | 15 | 0 | 118 | 17.1 | 4.2 | 104.121 | 18.546 | 664.273 | 611.209 | 1.2263 | 1226.3069 | 186623.9336
7 | 15 | 16 | 0 | 97 | 18.1 | 3.6 | 85.168 | 18.747 | 542.861 | 492.327 | 1.245 | 1245.0403 | 189474.8548
7 | 15 | 17 | 37 | 181 | 17.3 | 4.2 | 174.839 | 19.791 | 1098.999 | 1036.302 | 1.2629 | 1262.9173 | 192195.4451
7 | 15 | 18 | 101 | 122 | 17.1 | 0 | 118.056 | 21.211 | 704.116 | 650.206 | 1.2426 | 1242.6142 | 189105.6457
7 | 15 | 19 | 0 | 27 | 16.7 | 1.7 | 23.526 | 15.792 | 151.98 | 109.119 | 1.2009 | 1200.8965 | 182756.8887
7 | 15 | 20 | 0 | 5 | 14.7 | 3.6 | 4.337 | 13.229 | 28.342 | 0 | 1.1641 | 1164.1298 | 177161.5973
7 | 15 | 21 | 0 | 2 | 14.3 | 1.1 | 0 | 14.3 | 0 | 0 | 1.1395 | 1139.5414 | 173419.6412
7 | 15 | 22 | 0 | 0 | 13.7 | 0 | 0 | 13.7 | 0 | 0 | 1.0985 | 1098.4605 | 167167.8034
7 | 15 | 23 | 0 | 0 | 13.8 | 0 | 0 | 13.8 | 0 | 0 | 0.97881 | 978.8123 | 148959.284
7 | 16 | 0 | 0 | 0 | 13.6 | 0 | 0 | 13.6 | 0 | 0 | 0.85504 | 855.0439 | 130123.7535
7 | 16 | 1 | 0 | 0 | 13.6 | 0 | 0 | 13.6 | 0 | 0 | 0.77185 | 771.8545 | 117463.6887
7 | 16 | 2 | 0 | 0 | 13.7 | 0 | 0 | 13.7 | 0 | 0 | 0.72371 | 723.709 | 110136.7164
7 | 16 | 3 | 0 | 1 | 13.4 | 0 | 0 | 13.4 | 0 | 0 | 0.69441 | 694.4055 | 105677.2067
7 | 16 | 4 | 0 | 10 | 13.2 | 1.1 | 9.045 | 11.045 | 59.681 | 18.526 | 0.68204 | 682.0358 | 103794.7369
7 | 16 | 5 | 39 | 44 | 13.2 | 0.6 | 36.344 | 11.708 | 239.103 | 194.595 | 0.69042 | 690.4229 | 105071.1279
7 | 16 | 6 | 86 | 118 | 13.5 | 0 | 100.863 | 14.942 | 628.488 | 576.177 | 0.7319 | 731.8967 | 111382.7616
7 | 16 | 7 | 3 | 79 | 14.1 | 0 | 70.073 | 15.059 | 453.124 | 404.416 | 0.83045 | 830.4479 | 126380.6462
7 | 16 | 8 | 8 | 151 | 15 | 1.1 | 137.453 | 17.441 | 880.066 | 822.332 | 0.93376 | 933.7625 | 142103.444
7 | 16 | 9 | 19 | 319 | 17.2 | 2.5 | 304.388 | 23.613 | 1896.056 | 1813.374 | 1.023 | 1023.0485 | 155691.3259
7 | 16 | 10 | 12 | 372 | 17.4 | 1.9 | 354.891 | 26.299 | 2183.921 | 2093.281 | 1.0965 | 1096.4714 | 166865.0877
7 | 16 | 11 | 20 | 357 | 17.6 | 1.1 | 350.202 | 28.053 | 2137.305 | 2047.981 | 1.151 | 1150.9887 | 175161.7332
7 | 16 | 12 | 20 | 232 | 17.8 | 1.9 | 242.05 | 23.807 | 1507.179 | 1434.623 | 1.1823 | 1182.2548 | 179919.9318
7 | 16 | 13 | 6 | 160 | 18.6 | 1.1 | 148.847 | 22.313 | 933.295 | 874.376 | 1.1979 | 1197.8892 | 182299.225
7 | 16 | 14 | 2 | 279 | 19.5 | 3.1 | 256.167 | 24.396 | 1590.677 | 1516.007 | 1.2096 | 1209.582 | 184078.678
7 | 16 | 15 | 22 | 316 | 19.6 | 1.7 | 305.732 | 27.263 | 1872.227 | 1790.186 | 1.2263 | 1226.3069 | 186623.9336
7 | 16 | 16 | 119 | 308 | 20.4 | 1.7 | 357.273 | 29.658 | 2151.033 | 2061.323 | 1.245 | 1245.0403 | 189474.8548
7 | 16 | 17 | 330 | 229 | 18.7 | 2.5 | 336.56 | 26.556 | 1981.315 | 1896.317 | 1.2629 | 1262.9173 | 192195.4451
7 | 16 | 18 | 372 | 132 | 18.6 | 1.7 | 167.331 | 22.688 | 901.448 | 843.24 | 1.2426 | 1242.6142 | 189105.6457
7 | 16 | 19 | 250 | 70 | 17.1 | 1.7 | 53.642 | 17.269 | 344.218 | 297.674 | 1.2009 | 1200.8965 | 182756.8887
7 | 16 | 20 | 80 | 18 | 16 | 1.1 | 14.047 | 14.355 | 91.33 | 49.595 | 1.1641 | 1164.1298 | 177161.5973
7 | 16 | 21 | 1 | 2 | 14.6 | 1.1 | 0 | 14.6 | 0 | 0 | 1.1395 | 1139.5414 | 173419.6412
7 | 16 | 22 | 0 | 0 | 14.4 | 1.9 | 0 | 14.4 | 0 | 0 | 1.0985 | 1098.4605 | 167167.8034
7 | 16 | 23 | 0 | 0 | 12.1 | 0 | 0 | 12.1 | 0 | 0 | 0.97881 | 978.8123 | 148959.284
7 | 17 | 0 | 0 | 0 | 12 | 0 | 0 | 12 | 0 | 0 | 0.85504 | 855.0439 | 130123.7535
7 | 17 | 1 | 0 | 0 | 10 | 1.7 | 0 | 10 | 0 | 0 | 0.77185 | 771.8545 | 117463.6887
7 | 17 | 2 | 0 | 0 | 10.8 | 1.9 | 0 | 10.8 | 0 | 0 | 0.72371 | 723.709 | 110136.7164
7 | 17 | 3 | 0 | 1 | 11.4 | 1.9 | 0 | 11.4 | 0 | 0 | 0.69441 | 694.4055 | 105677.2067
7 | 17 | 4 | 1 | 15 | 10.4 | 1.9 | 13.568 | 8.697 | 90.448 | 48.729 | 0.68204 | 682.0358 | 103794.7369
7 | 17 | 5 | 180 | 52 | 13.2 | 0.6 | 40.32 | 11.886 | 265.048 | 220.042 | 0.69042 | 690.4229 | 105071.1279
7 | 17 | 6 | 395 | 89 | 15 | 1.9 | 98.498 | 15.9 | 520.211 | 470.142 | 0.7319 | 731.8967 | 111382.7616
7 | 17 | 7 | 622 | 99 | 17.2 | 1.9 | 285.3 | 23.508 | 1570.528 | 1496.371 | 0.83045 | 830.4479 | 126380.6462
7 | 17 | 8 | 758 | 97 | 18.4 | 3.6 | 503.869 | 28.901 | 2947.589 | 2833.94 | 0.93376 | 933.7625 | 142103.444
7 | 17 | 9 | 818 | 95 | 20.1 | 4.7 | 693.745 | 33.649 | 4079.958 | 3927.109 | 1.023 | 1023.0485 | 155691.3259
7 | 17 | 10 | 802 | 129 | 20.7 | 6.7 | 849.777 | 34.451 | 5018.36 | 4828.426 | 1.0965 | 1096.4714 | 166865.0877
7 | 17 | 11 | 766 | 167 | 20.2 | 3.6 | 939.158 | 41.337 | 5367.503 | 5162.707 | 1.151 | 1150.9887 | 175161.7332
7 | 17 | 12 | 545 | 298 | 22 | 3.6 | 889.644 | 42.21 | 5063.054 | 4871.249 | 1.1823 | 1182.2548 | 179919.9318
7 | 17 | 13 | 404 | 346 | 22 | 4.2 | 785.89 | 38.972 | 4546.415 | 4375.652 | 1.1979 | 1197.8892 | 182299.225
7 | 17 | 14 | 690 | 204 | 22.4 | 2.5 | 866.316 | 44.124 | 4877.716 | 4693.605 | 1.2096 | 1209.582 | 184078.678
7 | 17 | 15 | 736 | 141 | 22.9 | 5.3 | 734.653 | 36.869 | 4271.966 | 4111.868 | 1.2263 | 1226.3069 | 186623.9336
7 | 17 | 16 | 703 | 111 | 21.2 | 4.2 | 542.028 | 32.833 | 3158.363 | 3037.877 | 1.245 | 1245.0403 | 189474.8548
7 | 17 | 17 | 727 | 81 | 22.3 | 4.7 | 363.076 | 29.319 | 2012.321 | 1926.472 | 1.2629 | 1262.9173 | 192195.4451
7 | 17 | 18 | 545 | 82 | 21.2 | 2.5 | 154.92 | 24.534 | 749.522 | 694.639 | 1.2426 | 1242.6142 | 189105.6457
7 | 17 | 19 | 363 | 54 | 19 | 2.5 | 40.919 | 18.776 | 260.78 | 215.857 | 1.2009 | 1200.8965 | 182756.8887
7 | 17 | 20 | 128 | 23 | 15.5 | 3.1 | 18.088 | 14.346 | 117.606 | 75.385 | 1.1641 | 1164.1298 | 177161.5973
7 | 17 | 21 | 0 | 2 | 14.4 | 2.5 | 0 | 14.4 | 0 | 0 | 1.1395 | 1139.5414 | 173419.6412
7 | 17 | 22 | 0 | 0 | 12.9 | 3.6 | 0 | 12.9 | 0 | 0 | 1.0985 | 1098.4605 | 167167.8034
7 | 17 | 23 | 0 | 0 | 12.8 | 1.9 | 0 | 12.8 | 0 | 0 | 0.97881 | 978.8123 | 148959.284
7 | 18 | 0 | 0 | 0 | 12.4 | 2.5 | 0 | 12.4 | 0 | 0 | 0.85504 | 855.0439 | 130123.7535
7 | 18 | 1 | 0 | 0 | 12.4 | 0 | 0 | 12.4 | 0 | 0 | 0.77185 | 771.8545 | 117463.6887
7 | 18 | 2 | 0 | 0 | 12 | 1.7 | 0 | 12 | 0 | 0 | 0.72371 | 723.709 | 110136.7164
7 | 18 | 3 | 0 | 1 | 11.8 | 2.5 | 0 | 11.8 | 0 | 0 | 0.69441 | 694.4055 | 105677.2067
7 | 18 | 4 | 6 | 15 | 9.8 | 1.7 | 13.568 | 8.036 | 90.709 | 48.985 | 0.68204 | 682.0358 | 103794.7369
7 | 18 | 5 | 423 | 43 | 13.2 | 2.5 | 35.535 | 12.28 | 233.186 | 188.791 | 0.69042 | 690.4229 | 105071.1279
7 | 18 | 6 | 573 | 68 | 15.7 | 3.1 | 95.11 | 16.404 | 446.95 | 398.366 | 0.7319 | 731.8967 | 111382.7616
7 | 18 | 7 | 692 | 86 | 18.6 | 3.1 | 294.079 | 24.249 | 1595.765 | 1520.965 | 0.83045 | 830.4479 | 126380.6462
7 | 18 | 8 | 760 | 99 | 20.1 | 2.5 | 506.497 | 31.971 | 2919.383 | 2806.633 | 0.93376 | 933.7625 | 142103.444
7 | 18 | 9 | 811 | 106 | 22.2 | 3.6 | 704.43 | 37.534 | 4064.802 | 3912.518 | 1.023 | 1023.0485 | 155691.3259
7 | 18 | 10 | 838 | 113 | 23.5 | 3.6 | 856.299 | 42.481 | 4856.79 | 4673.538 | 1.0965 | 1096.4714 | 166865.0877
7 | 18 | 11 | 862 | 111 | 24.4 | 2.5 | 962.737 | 48.46 | 5302.619 | 5100.628 | 1.151 | 1150.9887 | 175161.7332
7 | 18 | 12 | 710 | 219 | 25 | 1.7 | 979.79 | 52.405 | 5285.38 | 5084.132 | 1.1823 | 1182.2548 | 179919.9318
7 | 18 | 13 | 572 | 279 | 25.4 | 1.9 | 883.994 | 49.734 | 4837.009 | 4654.567 | 1.1979 | 1197.8892 | 182299.225
7 | 18 | 14 | 796 | 153 | 25.9 | 1.1 | 904.429 | 53.803 | 4837.338 | 4654.882 | 1.2096 | 1209.582 | 184078.678
7 | 18 | 15 | 814 | 108 | 25.8 | 1.9 | 758.426 | 46.814 | 4190.289 | 4033.296 | 1.2263 | 1226.3069 | 186623.9336
7 | 18 | 16 | 744 | 104 | 26.4 | 1.1 | 559.181 | 44.423 | 3072.169 | 2954.505 | 1.245 | 1245.0403 | 189474.8548
7 | 18 | 17 | 664 | 88 | 26.1 | 0 | 344.255 | 41.664 | 1801.107 | 1720.963 | 1.2629 | 1262.9173 | 192195.4451
7 | 18 | 18 | 562 | 73 | 25.1 | 0 | 149.366 | 32.23 | 682.995 | 629.534 | 1.2426 | 1242.6142 | 189105.6457
7 | 18 | 19 | 371 | 50 | 24.4 | 0 | 39.287 | 25.114 | 243.134 | 198.548 | 1.2009 | 1200.8965 | 182756.8887
7 | 18 | 20 | 187 | 17 | 18.8 | 0 | 13.8 | 16.237 | 88.968 | 47.276 | 1.1641 | 1164.1298 | 177161.5973
7 | 18 | 21 | 1 | 1 | 15.7 | 1.9 | 0 | 15.7 | 0 | 0 | 1.1395 | 1139.5414 | 173419.6412
7 | 18 | 22 | 0 | 0 | 14.5 | 0 | 0 | 14.5 | 0 | 0 | 1.0985 | 1098.4605 | 167167.8034
7 | 18 | 23 | 0 | 0 | 13.1 | 1.1 | 0 | 13.1 | 0 | 0 | 0.97881 | 978.8123 | 148959.284
7 | 19 | 0 | 0 | 0 | 13.6 | 0 | 0 | 13.6 | 0 | 0 | 0.85504 | 855.0439 | 130123.7535
7 | 19 | 1 | 0 | 0 | 13.2 | 0 | 0 | 13.2 | 0 | 0 | 0.77185 | 771.8545 | 117463.6887
7 | 19 | 2 | 0 | 0 | 11.7 | 0 | 0 | 11.7 | 0 | 0 | 0.72371 | 723.709 | 110136.7164
7 | 19 | 3 | 0 | 1 | 12.2 | 0 | 0 | 12.2 | 0 | 0 | 0.69441 | 694.4055 | 105677.2067
7 | 19 | 4 | 12 | 9 | 10.6 | 1.1 | 8.141 | 8.395 | 54.34 | 13.283 | 0.68204 | 682.0358 | 103794.7369
7 | 19 | 5 | 411 | 43 | 13.3 | 0 | 35.678 | 10.888 | 235.573 | 191.132 | 0.69042 | 690.4229 | 105071.1279
7 | 19 | 6 | 554 | 71 | 16.6 | 1.1 | 95.74 | 17.544 | 455.911 | 407.147 | 0.7319 | 731.8967 | 111382.7616
7 | 19 | 7 | 671 | 91 | 19 | 1.1 | 291.782 | 26.474 | 1571.495 | 1497.313 | 0.83045 | 830.4479 | 126380.6462
7 | 19 | 8 | 735 | 107 | 20.9 | 2.5 | 500.733 | 32.617 | 2879.229 | 2767.752 | 0.93376 | 933.7625 | 142103.444
7 | 19 | 9 | 777 | 119 | 22.1 | 2.5 | 693.326 | 39.012 | 3972.147 | 3823.292 | 1.023 | 1023.0485 | 155691.3259
7 | 19 | 10 | 796 | 131 | 23.4 | 1.7 | 846.761 | 46.745 | 4698.178 | 4521.365 | 1.0965 | 1096.4714 | 166865.0877
7 | 19 | 11 | 774 | 162 | 24.7 | 1.1 | 942.22 | 53.548 | 5050.241 | 4858.974 | 1.151 | 1150.9887 | 175161.7332
7 | 19 | 12 | 590 | 281 | 25 | 3.6 | 918.026 | 45.732 | 5130.49 | 4935.845 | 1.1823 | 1182.2548 | 179919.9318
7 | 19 | 13 | 399 | 343 | 25.2 | 1.9 | 778.718 | 46.778 | 4328.04 | 4165.792 | 1.1979 | 1197.8892 | 182299.225
7 | 19 | 14 | 523 | 277 | 25.7 | 1.1 | 784.242 | 50.016 | 4281.887 | 4121.409 | 1.2096 | 1209.582 | 184078.678
7 | 19 | 15 | 768 | 151 | 25.4 | 1.9 | 770.49 | 46.376 | 4268.484 | 4108.519 | 1.2263 | 1226.3069 | 186623.9336
7 | 19 | 16 | 542 | 183 | 25.7 | 1.1 | 512.434 | 42.479 | 2857.7 | 2746.903 | 1.245 | 1245.0403 | 189474.8548
7 | 19 | 17 | 237 | 153 | 25.2 | 1.9 | 233.296 | 31.559 | 1338.581 | 1270.193 | 1.2629 | 1262.9173 | 192195.4451
7 | 19 | 18 | 93 | 124 | 23.2 | 6.1 | 118.179 | 24.498 | 697.377 | 643.611 | 1.2426 | 1242.6142 | 189105.6457
7 | 19 | 19 | 12 | 67 | 19 | 4.7 | 54.495 | 18.978 | 346.983 | 300.384 | 1.2009 | 1200.8965 | 182756.8887
7 | 19 | 20 | 2 | 9 | 17.4 | 3.6 | 7.827 | 16.138 | 50.482 | 9.495 | 1.1641 | 1164.1298 | 177161.5973
7 | 19 | 21 | 0 | 0 | 16.3 | 6.7 | 0 | 16.3 | 0 | 0 | 1.1395 | 1139.5414 | 173419.6412
7 | 19 | 22 | 0 | 0 | 15.4 | 1.7 | 0 | 15.4 | 0 | 0 | 1.0985 | 1098.4605 | 167167.8034
7 | 19 | 23 | 0 | 0 | 14.4 | 2.5 | 0 | 14.4 | 0 | 0 | 0.97881 | 978.8123 | 148959.284
7 | 20 | 0 | 0 | 0 | 15.1 | 3.1 | 0 | 15.1 | 0 | 0 | 0.85504 | 855.0439 | 130123.7535
7 | 20 | 1 | 0 | 0 | 14.6 | 2.5 | 0 | 14.6 | 0 | 0 | 0.77185 | 771.8545 | 117463.6887
7 | 20 | 2 | 0 | 0 | 14.4 | 1.9 | 0 | 14.4 | 0 | 0 | 0.72371 | 723.709 | 110136.7164
7 | 20 | 3 | 0 | 1 | 13.4 | 1.9 | 0 | 13.4 | 0 | 0 | 0.69441 | 694.4055 | 105677.2067
7 | 20 | 4 | 0 | 8 | 13.4 | 0.6 | 7.236 | 10.817 | 47.793 | 6.855 | 0.68204 | 682.0358 | 103794.7369
7 | 20 | 5 | 4 | 37 | 13.5 | 1.7 | 31.361 | 12.298 | 205.777 | 161.903 | 0.69042 | 690.4229 | 105071.1279
7 | 20 | 6 | 103 | 96 | 15.4 | 3.6 | 84.793 | 15.822 | 518.477 | 468.443 | 0.7319 | 731.8967 | 111382.7616
7 | 20 | 7 | 346 | 169 | 16.5 | 1.7 | 256.572 | 22.144 | 1492.579 | 1420.39 | 0.83045 | 830.4479 | 126380.6462
7 | 20 | 8 | 413 | 238 | 18.8 | 1.7 | 445.659 | 30.306 | 2627.856 | 2524.177 | 0.93376 | 933.7625 | 142103.444
7 | 20 | 9 | 264 | 278 | 19.6 | 2.5 | 470.628 | 31.015 | 2818.207 | 2708.651 | 1.023 | 1023.0485 | 155691.3259
7 | 20 | 10 | 146 | 358 | 19.4 | 1.7 | 487.591 | 32.777 | 2907.01 | 2794.653 | 1.0965 | 1096.4714 | 166865.0877
7 | 20 | 11 | 451 | 432 | 20 | 2.5 | 897.963 | 41.787 | 5120.752 | 4926.519 | 1.151 | 1150.9887 | 175161.7332
7 | 20 | 12 | 298 | 451 | 19.2 | 3.1 | 786.922 | 38.12 | 4572.136 | 4400.355 | 1.1823 | 1182.2548 | 179919.9318
7 | 20 | 13 | 42 | 288 | 18.6 | 0.6 | 320.167 | 32.016 | 1917.079 | 1833.829 | 1.1979 | 1197.8892 | 182299.225
7 | 20 | 14 | 3 | 232 | 18.9 | 0 | 212.584 | 28.178 | 1296.639 | 1229.267 | 1.2096 | 1209.582 | 184078.678
7 | 20 | 15 | 12 | 261 | 19.4 | 0 | 245.834 | 28.977 | 1493.364 | 1421.155 | 1.2263 | 1226.3069 | 186623.9336
7 | 20 | 16 | 27 | 275 | 19.7 | 1.7 | 263.797 | 26.164 | 1621.545 | 1546.085 | 1.245 | 1245.0403 | 189474.8548
7 | 20 | 17 | 23 | 207 | 19.8 | 2.5 | 190.151 | 23.718 | 1178.313 | 1113.762 | 1.2629 | 1262.9173 | 192195.4451
7 | 20 | 18 | 1 | 106 | 19 | 1.9 | 90.596 | 20.3 | 572.965 | 521.811 | 1.2426 | 1242.6142 | 189105.6457
7 | 20 | 19 | 0 | 25 | 16 | 3.1 | 21.778 | 15.076 | 141.141 | 98.483 | 1.2009 | 1200.8965 | 182756.8887
7 | 20 | 20 | 0 | 2 | 15.9 | 2.5 | 1.732 | 14.184 | 11.27 | 0 | 1.1641 | 1164.1298 | 177161.5973
7 | 20 | 21 | 0 | 0 | 15.2 | 0 | 0 | 15.2 | 0 | 0 | 1.1395 | 1139.5414 | 173419.6412
7 | 20 | 22 | 0 | 0 | 13.6 | 1.9 | 0 | 13.6 | 0 | 0 | 1.0985 | 1098.4605 | 167167.8034
7 | 20 | 23 | 0 | 0 | 12.6 | 1.7 | 0 | 12.6 | 0 | 0 | 0.97881 | 978.8123 | 148959.284
7 | 21 | 0 | 0 | 0 | 12.2 | 1.9 | 0 | 12.2 | 0 | 0 | 0.85504 | 855.0439 | 130123.7535
7 | 21 | 1 | 0 | 0 | 12.5 | 1.9 | 0 | 12.5 | 0 | 0 | 0.77185 | 771.8545 | 117463.6887
7 | 21 | 2 | 0 | 0 | 11.1 | 1.9 | 0 | 11.1 | 0 | 0 | 0.72371 | 723.709 | 110136.7164
7 | 21 | 3 | 0 | 1 | 10.8 | 0 | 0 | 10.8 | 0 | 0 | 0.69441 | 694.4055 | 105677.2067
7 | 21 | 4 | 1 | 13 | 11 | 0 | 11.759 | 7.402 | 78.832 | 37.326 | 0.68204 | 682.0358 | 103794.7369
7 | 21 | 5 | 263 | 46 | 11.9 | 1.1 | 35.595 | 10.622 | 235.3 | 190.864 | 0.69042 | 690.4229 | 105071.1279
7 | 21 | 6 | 447 | 88 | 13.9 | 3.1 | 99.248 | 14.676 | 518.416 | 468.383 | 0.7319 | 731.8967 | 111382.7616
7 | 21 | 7 | 414 | 162 | 15.1 | 2.5 | 273.353 | 20.606 | 1585.747 | 1511.203 | 0.83045 | 830.4479 | 126380.6462
7 | 21 | 8 | 212 | 257 | 15.8 | 3.1 | 352.17 | 23.259 | 2165.031 | 2074.926 | 0.93376 | 933.7625 | 142103.444
7 | 21 | 9 | 238 | 285 | 16.8 | 1.7 | 459.12 | 29.035 | 2776.614 | 2668.357 | 1.023 | 1023.0485 | 155691.3259
7 | 21 | 10 | 91 | 274 | 17.6 | 1.1 | 353.652 | 28.627 | 2151.344 | 2061.625 | 1.0965 | 1096.4714 | 166865.0877
7 | 21 | 11 | 22 | 252 | 17.6 | 1.7 | 262.884 | 24.427 | 1632.124 | 1556.392 | 1.151 | 1150.9887 | 175161.7332
7 | 21 | 12 | 11 | 252 | 18.9 | 3.1 | 240.635 | 23.709 | 1499.057 | 1426.706 | 1.1823 | 1182.2548 | 179919.9318
7 | 21 | 13 | 2 | 169 | 18.8 | 2.5 | 153.264 | 21.702 | 963.716 | 904.113 | 1.1979 | 1197.8892 | 182299.225
7 | 21 | 14 | 12 | 165 | 18.6 | 1.9 | 158.233 | 21.632 | 995.207 | 934.891 | 1.2096 | 1209.582 | 184078.678
7 | 21 | 15 | 47 | 211 | 19.4 | 1.7 | 233.857 | 24.703 | 1448.493 | 1377.404 | 1.2263 | 1226.3069 | 186623.9336
7 | 21 | 16 | 93 | 192 | 19.2 | 4.7 | 238.488 | 23.121 | 1479.439 | 1407.579 | 1.245 | 1245.0403 | 189474.8548
7 | 21 | 17 | 92 | 183 | 18.4 | 3.6 | 198.066 | 21.935 | 1219.059 | 1153.545 | 1.2629 | 1262.9173 | 192195.4451
7 | 21 | 18 | 86 | 123 | 16 | 3.6 | 116.199 | 17.545 | 710.283 | 656.242 | 1.2426 | 1242.6142 | 189105.6457
7 | 21 | 19 | 0 | 40 | 16.4 | 2.5 | 34.684 | 15.84 | 224.011 | 179.79 | 1.2009 | 1200.8965 | 182756.8887
7 | 21 | 20 | 0 | 8 | 15.4 | 2.5 | 6.953 | 13.848 | 45.307 | 4.415 | 1.1641 | 1164.1298 | 177161.5973
7 | 21 | 21 | 0 | 1 | 15 | 2.5 | 0 | 15 | 0 | 0 | 1.1395 | 1139.5414 | 173419.6412
7 | 21 | 22 | 0 | 0 | 14.9 | 3.6 | 0 | 14.9 | 0 | 0 | 1.0985 | 1098.4605 | 167167.8034
7 | 21 | 23 | 0 | 0 | 15 | 3.1 | 0 | 15 | 0 | 0 | 0.97881 | 978.8123 | 148959.284
7 | 22 | 0 | 0 | 0 | 14.7 | 1.9 | 0 | 14.7 | 0 | 0 | 0.85504 | 855.0439 | 130123.7535
7 | 22 | 1 | 0 | 0 | 14.8 | 3.1 | 0 | 14.8 | 0 | 0 | 0.77185 | 771.8545 | 117463.6887
7 | 22 | 2 | 0 | 0 | 14.4 | 2.5 | 0 | 14.4 | 0 | 0 | 0.72371 | 723.709 | 110136.7164
7 | 22 | 3 | 0 | 0 | 14.7 | 3.1 | 0 | 14.7 | 0 | 0 | 0.69441 | 694.4055 | 105677.2067
7 | 22 | 4 | 0 | 4 | 14.5 | 3.1 | 3.618 | 12.883 | 23.679 | 0 | 0.68204 | 682.0358 | 103794.7369
7 | 22 | 5 | 0 | 19 | 14.5 | 3.1 | 16.546 | 13.189 | 108.142 | 66.096 | 0.69042 | 690.4229 | 105071.1279
7 | 22 | 6 | 0 | 70 | 14.4 | 4.2 | 60.059 | 14.219 | 390.733 | 343.271 | 0.7319 | 731.8967 | 111382.7616
7 | 22 | 7 | 11 | 113 | 14.6 | 4.7 | 101.814 | 15.369 | 655.105 | 602.235 | 0.83045 | 830.4479 | 126380.6462
7 | 22 | 8 | 5 | 126 | 15 | 6.1 | 113.585 | 15.927 | 732.491 | 677.975 | 0.93376 | 933.7625 | 142103.444
7 | 22 | 9 | 2 | 111 | 15.7 | 6.1 | 99.208 | 16.399 | 639.022 | 586.49 | 1.023 | 1023.0485 | 155691.3259
7 | 22 | 10 | 4 | 93 | 15.7 | 4.2 | 85.243 | 16.256 | 549.463 | 498.793 | 1.0965 | 1096.4714 | 166865.0877
7 | 22 | 11 | 3 | 100 | 15.4 | 5.3 | 91.116 | 15.964 | 588.147 | 536.678 | 1.151 | 1150.9887 | 175161.7332
7 | 22 | 12 | 6 | 161 | 16 | 5.3 | 150.037 | 17.702 | 960.898 | 901.358 | 1.1823 | 1182.2548 | 179919.9318
7 | 22 | 13 | 22 | 249 | 16.6 | 5.6 | 260.931 | 20.379 | 1650.763 | 1574.552 | 1.1979 | 1197.8892 | 182299.225
7 | 22 | 14 | 12 | 302 | 15.6 | 6.7 | 288.084 | 19.548 | 1829.441 | 1748.544 | 1.2096 | 1209.582 | 184078.678
7 | 22 | 15 | 0 | 106 | 14.1 | 6.1 | 93.338 | 14.902 | 605.377 | 553.549 | 1.2263 | 1226.3069 | 186623.9336
7 | 22 | 16 | 6 | 66 | 13.8 | 5.3 | 61.386 | 13.79 | 399.43 | 351.796 | 1.245 | 1245.0403 | 189474.8548
7 | 22 | 17 | 6 | 54 | 13.8 | 6.7 | 49.495 | 13.552 | 321.267 | 275.172 | 1.2629 | 1262.9173 | 192195.4451
7 | 22 | 18 | 9 | 36 | 13.8 | 4.2 | 33.407 | 13.098 | 214.752 | 170.708 | 1.2426 | 1242.6142 | 189105.6457
7 | 22 | 19 | 7 | 18 | 13.7 | 3.1 | 15.997 | 12.439 | 104.904 | 62.918 | 1.2009 | 1200.8965 | 182756.8887
7 | 22 | 20 | 21 | 4 | 13.8 | 4.7 | 3.081 | 12.464 | 20.202 | 0 | 1.1641 | 1164.1298 | 177161.5973
7 | 22 | 21 | 1 | 1 | 13.6 | 3.6 | 0 | 13.6 | 0 | 0 | 1.1395 | 1139.5414 | 173419.6412
7 | 22 | 22 | 0 | 0 | 13.8 | 3.1 | 0 | 13.8 | 0 | 0 | 1.0985 | 1098.4605 | 167167.8034
7 | 22 | 23 | 0 | 0 | 13.8 | 3.6 | 0 | 13.8 | 0 | 0 | 0.97881 | 978.8123 | 148959.284
7 | 23 | 0 | 0 | 0 | 14 | 3.6 | 0 | 14 | 0 | 0 | 0.85504 | 855.0439 | 130123.7535
7 | 23 | 1 | 0 | 0 | 13.6 | 3.1 | 0 | 13.6 | 0 | 0 | 0.77185 | 771.8545 | 117463.6887
7 | 23 | 2 | 0 | 0 | 13.7 | 3.6 | 0 | 13.7 | 0 | 0 | 0.72371 | 723.709 | 110136.7164
7 | 23 | 3 | 0 | 0 | 13.2 | 2.5 | 0 | 13.2 | 0 | 0 | 0.69441 | 694.4055 | 105677.2067
7 | 23 | 4 | 0 | 6 | 12.8 | 1.7 | 5.427 | 10.803 | 35.847 | 0 | 0.68204 | 682.0358 | 103794.7369
7 | 23 | 5 | 20 | 35 | 12.8 | 1.7 | 29.353 | 11.515 | 193.274 | 149.636 | 0.69042 | 690.4229 | 105071.1279
7 | 23 | 6 | 41 | 80 | 14.2 | 5.3 | 69.602 | 14.252 | 441.448 | 392.974 | 0.7319 | 731.8967 | 111382.7616
7 | 23 | 7 | 82 | 155 | 14.6 | 4.2 | 160.361 | 16.707 | 1002.948 | 942.456 | 0.83045 | 830.4479 | 126380.6462
7 | 23 | 8 | 46 | 252 | 16.4 | 5.6 | 255.279 | 20.087 | 1609.786 | 1534.628 | 0.93376 | 933.7625 | 142103.444
7 | 23 | 9 | 115 | 301 | 16.8 | 5.3 | 367.61 | 22.889 | 2292.658 | 2198.911 | 1.023 | 1023.0485 | 155691.3259
7 | 23 | 10 | 330 | 295 | 18 | 3.6 | 596.565 | 30.735 | 3590.251 | 3455.1 | 1.0965 | 1096.4714 | 166865.0877
7 | 23 | 11 | 394 | 306 | 17.7 | 3.1 | 726.586 | 34.595 | 4295.481 | 4134.483 | 1.151 | 1150.9887 | 175161.7332
7 | 23 | 12 | 308 | 340 | 18.7 | 5.6 | 679.759 | 30.979 | 4090.766 | 3937.513 | 1.1823 | 1182.2548 | 179919.9318
7 | 23 | 13 | 328 | 348 | 19.4 | 6.7 | 700.362 | 30.666 | 4220.934 | 4062.78 | 1.1979 | 1197.8892 | 182299.225
7 | 23 | 14 | 316 | 347 | 19.3 | 5.3 | 655.332 | 31.507 | 3931.618 | 3784.25 | 1.2096 | 1209.582 | 184078.678
7 | 23 | 15 | 265 | 320 | 17.6 | 4.7 | 534.441 | 28.208 | 3250.659 | 3127.113 | 1.2263 | 1226.3069 | 186623.9336
7 | 23 | 16 | 156 | 226 | 17.4 | 3.6 | 308.84 | 24.101 | 1903.142 | 1820.268 | 1.245 | 1245.0403 | 189474.8548
7 | 23 | 17 | 224 | 184 | 17.6 | 5.3 | 256.41 | 21.676 | 1551.268 | 1477.601 | 1.2629 | 1262.9173 | 192195.4451
7 | 23 | 18 | 0 | 82 | 17.2 | 4.7 | 70.875 | 17.728 | 453.855 | 405.132 | 1.2426 | 1242.6142 | 189105.6457
7 | 23 | 19 | 0 | 28 | 15.4 | 5.6 | 24.411 | 14.695 | 158.475 | 115.493 | 1.2009 | 1200.8965 | 182756.8887
7 | 23 | 20 | 0 | 9 | 14.5 | 4.7 | 7.827 | 13.286 | 51.136 | 10.137 | 1.1641 | 1164.1298 | 177161.5973
7 | 23 | 21 | 1 | 1 | 13.6 | 1.9 | 0 | 13.6 | 0 | 0 | 1.1395 | 1139.5414 | 173419.6412
7 | 23 | 22 | 0 | 0 | 13.2 | 2.5 | 0 | 13.2 | 0 | 0 | 1.0985 | 1098.4605 | 167167.8034
7 | 23 | 23 | 0 | 0 | 12.9 | 2.5 | 0 | 12.9 | 0 | 0 | 0.97881 | 978.8123 | 148959.284
7 | 24 | 0 | 0 | 0 | 12.9 | 4.2 | 0 | 12.9 | 0 | 0 | 0.85504 | 855.0439 | 130123.7535
7 | 24 | 1 | 0 | 0 | 12.6 | 3.6 | 0 | 12.6 | 0 | 0 | 0.77185 | 771.8545 | 117463.6887
7 | 24 | 2 | 0 | 0 | 12 | 4.2 | 0 | 12 | 0 | 0 | 0.72371 | 723.709 | 110136.7164
7 | 24 | 3 | 0 | 1 | 11 | 4.2 | 0 | 11 | 0 | 0 | 0.69441 | 694.4055 | 105677.2067
7 | 24 | 4 | 6 | 10 | 10.8 | 2.5 | 9.045 | 9.12 | 60.187 | 19.023 | 0.68204 | 682.0358 | 103794.7369
7 | 24 | 5 | 58 | 51 | 10.5 | 4.2 | 39.155 | 9.794 | 259.774 | 214.869 | 0.69042 | 690.4229 | 105071.1279
7 | 24 | 6 | 40 | 98 | 10.1 | 5.3 | 82.326 | 10.363 | 533.757 | 483.41 | 0.7319 | 731.8967 | 111382.7616
7 | 24 | 7 | 26 | 141 | 10.6 | 5.6 | 131.591 | 11.833 | 855.913 | 798.713 | 0.83045 | 830.4479 | 126380.6462
7 | 24 | 8 | 82 | 206 | 11.3 | 6.7 | 230.888 | 14.109 | 1489.242 | 1417.136 | 0.93376 | 933.7625 | 142103.444
7 | 24 | 9 | 134 | 261 | 12.2 | 5.3 | 351.387 | 17.897 | 2241.058 | 2148.793 | 1.023 | 1023.0485 | 155691.3259
7 | 24 | 10 | 332 | 280 | 12.4 | 4.7 | 582.968 | 23.417 | 3632.304 | 3495.677 | 1.0965 | 1096.4714 | 166865.0877
7 | 24 | 11 | 569 | 263 | 14.1 | 4.7 | 851.894 | 30.918 | 5127.242 | 4932.734 | 1.151 | 1150.9887 | 175161.7332
7 | 24 | 12 | 517 | 240 | 14 | 4.2 | 802.296 | 31.397 | 4818.448 | 4636.763 | 1.1823 | 1182.2548 | 179919.9318
7 | 24 | 13 | 847 | 181 | 14.8 | 3.1 | 1053.518 | 39.625 | 6074.451 | 5837.795 | 1.1979 | 1197.8892 | 182299.225
7 | 24 | 14 | 828 | 177 | 16.6 | 1.1 | 966.206 | 47.422 | 5347.203 | 5143.286 | 1.2096 | 1209.582 | 184078.678
7 | 24 | 15 | 784 | 172 | 15.5 | 3.6 | 805.382 | 34.146 | 4747.487 | 4568.686 | 1.2263 | 1226.3069 | 186623.9336
7 | 24 | 16 | 724 | 169 | 16.8 | 1.9 | 611.679 | 34.116 | 3548.695 | 3414.993 | 1.245 | 1245.0403 | 189474.8548
7 | 24 | 17 | 719 | 125 | 15.3 | 2.5 | 398.868 | 25.454 | 2271.071 | 2177.946 | 1.2629 | 1262.9173 | 192195.4451
7 | 24 | 18 | 579 | 76 | 15.5 | 1.1 | 152.428 | 20.067 | 737.286 | 682.666 | 1.2426 | 1242.6142 | 189105.6457
7 | 24 | 19 | 488 | 43 | 13.3 | 0 | 34.05 | 13.512 | 222.218 | 178.032 | 1.2009 | 1200.8965 | 182756.8887
7 | 24 | 20 | 287 | 10 | 9.4 | 0 | 9.045 | 6.046 | 60.996 | 19.818 | 1.1641 | 1164.1298 | 177161.5973
7 | 24 | 21 | 1 | 1 | 8.2 | 1.7 | 0 | 8.2 | 0 | 0 | 1.1395 | 1139.5414 | 173419.6412
7 | 24 | 22 | 0 | 0 | 8.5 | 3.1 | 0 | 8.5 | 0 | 0 | 1.0985 | 1098.4605 | 167167.8034
7 | 24 | 23 | 0 | 0 | 6.6 | 3.1 | 0 | 6.6 | 0 | 0 | 0.97881 | 978.8123 | 148959.284
7 | 25 | 0 | 0 | 0 | 6.4 | 3.1 | 0 | 6.4 | 0 | 0 | 0.85504 | 855.0439 | 130123.7535
7 | 25 | 1 | 0 | 0 | 5.3 | 3.1 | 0 | 5.3 | 0 | 0 | 0.77185 | 771.8545 | 117463.6887
7 | 25 | 2 | 0 | 0 | 3.8 | 3.6 | 0 | 3.8 | 0 | 0 | 0.72371 | 723.709 | 110136.7164
7 | 25 | 3 | 0 | 1 | 3.2 | 3.1 | 0 | 3.2 | 0 | 0 | 0.69441 | 694.4055 | 105677.2067
7 | 25 | 4 | 13 | 2 | 5.6 | 3.6 | 1.809 | 3.887 | 12.313 | 0 | 0.68204 | 682.0358 | 103794.7369
7 | 25 | 5 | 473 | 33 | 7.5 | 2.5 | 27.15 | 6.221 | 182.948 | 139.505 | 0.69042 | 690.4229 | 105071.1279
7 | 25 | 6 | 609 | 56 | 10.7 | 1.9 | 82.498 | 11.022 | 378.375 | 331.158 | 0.7319 | 731.8967 | 111382.7616
7 | 25 | 7 | 597 | 74 | 13.3 | 4.2 | 250.799 | 17.374 | 1399.428 | 1329.552 | 0.83045 | 830.4479 | 126380.6462
7 | 25 | 8 | 520 | 92 | 14.8 | 5.3 | 371.789 | 20.939 | 2262.285 | 2169.412 | 0.93376 | 933.7625 | 142103.444
7 | 25 | 9 | 821 | 126 | 16.3 | 2.5 | 731.289 | 33.918 | 4296.403 | 4135.37 | 1.023 | 1023.0485 | 155691.3259
7 | 25 | 10 | 794 | 213 | 16.1 | 4.7 | 935.081 | 34.829 | 5512.842 | 5301.689 | 1.0965 | 1096.4714 | 166865.0877
7 | 25 | 11 | 757 | 209 | 16.5 | 4.7 | 984.036 | 36.547 | 5761.222 | 5538.974 | 1.151 | 1150.9887 | 175161.7332
7 | 25 | 12 | 760 | 191 | 18.3 | 2.5 | 1003.121 | 43.893 | 5659.766 | 5442.085 | 1.1823 | 1182.2548 | 179919.9318
7 | 25 | 13 | 788 | 166 | 18.9 | 5.6 | 980.11 | 37.014 | 5725.679 | 5505.037 | 1.1979 | 1197.8892 | 182299.225
7 | 25 | 14 | 756 | 154 | 19.6 | 2.5 | 870.969 | 42.038 | 4956.428 | 4769.069 | 1.2096 | 1209.582 | 184078.678
7 | 25 | 15 | 833 | 115 | 20.3 | 3.6 | 781.49 | 38.099 | 4514.932 | 4345.411 | 1.2263 | 1226.3069 | 186623.9336
7 | 25 | 16 | 810 | 93 | 19.6 | 4.2 | 586.871 | 32.277 | 3423.026 | 3293.658 | 1.245 | 1245.0403 | 189474.8548
7 | 25 | 17 | 751 | 78 | 19.8 | 5.3 | 367.301 | 26.425 | 2057.543 | 1970.445 | 1.2629 | 1262.9173 | 192195.4451
7 | 25 | 18 | 641 | 62 | 18.4 | 2.5 | 148.621 | 21.552 | 684.327 | 630.838 | 1.2426 | 1242.6142 | 189105.6457
7 | 25 | 19 | 434 | 42 | 15.7 | 3.1 | 33.162 | 15.199 | 214.799 | 170.754 | 1.2009 | 1200.8965 | 182756.8887
7 | 25 | 20 | 208 | 9 | 10 | 3.6 | 8.141 | 8.557 | 54.302 | 13.245 | 1.1641 | 1164.1298 | 177161.5973
7 | 25 | 21 | 1 | 0 | 9.8 | 3.6 | 0 | 9.8 | 0 | 0 | 1.1395 | 1139.5414 | 173419.6412
7 | 25 | 22 | 0 | 0 | 10.2 | 2.5 | 0 | 10.2 | 0 | 0 | 1.0985 | 1098.4605 | 167167.8034
7 | 25 | 23 | 0 | 0 | 10.3 | 2.5 | 0 | 10.3 | 0 | 0 | 0.97881 | 978.8123 | 148959.284
7 | 26 | 0 | 0 | 0 | 10.5 | 3.6 | 0 | 10.5 | 0 | 0 | 0.85504 | 855.0439 | 130123.7535
7 | 26 | 1 | 0 | 0 | 10.2 | 2.5 | 0 | 10.2 | 0 | 0 | 0.77185 | 771.8545 | 117463.6887
7 | 26 | 2 | 0 | 0 | 8.9 | 4.2 | 0 | 8.9 | 0 | 0 | 0.72371 | 723.709 | 110136.7164
7 | 26 | 3 | 0 | 1 | 7.6 | 2.5 | 0 | 7.6 | 0 | 0 | 0.69441 | 694.4055 | 105677.2067
7 | 26 | 4 | 12 | 2 | 6.5 | 3.6 | 1.809 | 4.796 | 12.265 | 0 | 0.68204 | 682.0358 | 103794.7369
7 | 26 | 5 | 493 | 35 | 9.4 | 1.9 | 29.24 | 8.077 | 195.453 | 151.775 | 0.69042 | 690.4229 | 105071.1279
7 | 26 | 6 | 674 | 64 | 11.8 | 3.6 | 92.704 | 12.348 | 427.861 | 379.66 | 0.7319 | 731.8967 | 111382.7616
7 | 26 | 7 | 455 | 169 | 13.9 | 4.2 | 290.233 | 18.853 | 1690.39 | 1613.153 | 0.83045 | 830.4479 | 126380.6462
7 | 26 | 8 | 101 | 280 | 17.4 | 4.2 | 311.146 | 23.243 | 1926.39 | 1842.888 | 0.93376 | 933.7625 | 142103.444
7 | 26 | 9 | 203 | 329 | 18.1 | 3.1 | 469.147 | 28.386 | 2848.054 | 2737.561 | 1.023 | 1023.0485 | 155691.3259
7 | 26 | 10 | 647 | 214 | 22.2 | 4.7 | 808.664 | 37.986 | 4693.834 | 4517.196 | 1.0965 | 1096.4714 | 166865.0877
7 | 26 | 11 | 664 | 241 | 21.5 | 2.5 | 926.759 | 44.726 | 5205.42 | 5007.595 | 1.151 | 1150.9887 | 175161.7332
7 | 26 | 12 | 434 | 341 | 22.7 | 4.2 | 825.249 | 40.533 | 4736.866 | 4558.494 | 1.1823 | 1182.2548 | 179919.9318
7 | 26 | 13 | 126 | 397 | 24 | 4.2 | 536.753 | 35.678 | 3156.706 | 3036.275 | 1.1979 | 1197.8892 | 182299.225
7 | 26 | 14 | 236 | 370 | 24.4 | 1.9 | 592.944 | 40.196 | 3407.785 | 3278.937 | 1.2096 | 1209.582 | 184078.678
7 | 26 | 15 | 526 | 222 | 23.5 | 3.1 | 650.461 | 38.551 | 3754.637 | 3613.671 | 1.2263 | 1226.3069 | 186623.9336
7 | 26 | 16 | 398 | 223 | 23.6 | 1.9 | 457.542 | 36.284 | 2641.041 | 2536.96 | 1.245 | 1245.0403 | 189474.8548
7 | 26 | 17 | 107 | 186 | 23.6 | 2.5 | 210.128 | 28.615 | 1250.518 | 1184.254 | 1.2629 | 1262.9173 | 192195.4451
7 | 26 | 18 | 0 | 69 | 21.2 | 2.5 | 60.031 | 21.68 | 377.513 | 330.314 | 1.2426 | 1242.6142 | 189105.6457
7 | 26 | 19 | 30 | 54 | 16 | 1.9 | 43.918 | 15.457 | 284.141 | 238.767 | 1.2009 | 1200.8965 | 182756.8887
7 | 26 | 20 | 84 | 11 | 16 | 1.9 | 9.95 | 14.438 | 64.666 | 23.421 | 1.1641 | 1164.1298 | 177161.5973
7 | 26 | 21 | 1 | 1 | 15.2 | 3.6 | 0 | 15.2 | 0 | 0 | 1.1395 | 1139.5414 | 173419.6412
7 | 26 | 22 | 0 | 0 | 15 | 4.2 | 0 | 15 | 0 | 0 | 1.0985 | 1098.4605 | 167167.8034
7 | 26 | 23 | 0 | 0 | 15.6 | 4.2 | 0 | 15.6 | 0 | 0 | 0.97881 | 978.8123 | 148959.284
7 | 27 | 0 | 0 | 0 | 13.8 | 2.5 | 0 | 13.8 | 0 | 0 | 0.85504 | 855.0439 | 130123.7535
7 | 27 | 1 | 0 | 0 | 12.7 | 1.9 | 0 | 12.7 | 0 | 0 | 0.77185 | 771.8545 | 117463.6887
7 | 27 | 2 | 0 | 0 | 12.1 | 1.1 | 0 | 12.1 | 0 | 0 | 0.72371 | 723.709 | 110136.7164
7 | 27 | 3 | 0 | 1 | 11.2 | 1.7 | 0 | 11.2 | 0 | 0 | 0.69441 | 694.4055 | 105677.2067
7 | 27 | 4 | 8 | 2 | 11 | 1.9 | 1.809 | 8.957 | 12.046 | 0 | 0.68204 | 682.0358 | 103794.7369
7 | 27 | 5 | 308 | 30 | 12 | 1.1 | 24.371 | 10.301 | 161.328 | 118.292 | 0.69042 | 690.4229 | 105071.1279
7 | 27 | 6 | 632 | 50 | 15.1 | 2.5 | 80.239 | 15.416 | 354.649 | 307.9 | 0.7319 | 731.8967 | 111382.7616
7 | 27 | 7 | 747 | 63 | 17.8 | 4.2 | 285.501 | 22.673 | 1530.76 | 1457.61 | 0.83045 | 830.4479 | 126380.6462
7 | 27 | 8 | 812 | 75 | 19.8 | 2.5 | 506.17 | 31.642 | 2911.44 | 2798.942 | 0.93376 | 933.7625 | 142103.444
7 | 27 | 9 | 848 | 82 | 22.1 | 1.9 | 700.025 | 40.581 | 3975.067 | 3826.104 | 1.023 | 1023.0485 | 155691.3259
7 | 27 | 10 | 863 | 92 | 23.2 | 4.2 | 856.253 | 41.236 | 4887.102 | 4702.605 | 1.0965 | 1096.4714 | 166865.0877
7 | 27 | 11 | 872 | 115 | 24.1 | 1.9 | 978.609 | 50.452 | 5333.349 | 5130.032 | 1.151 | 1150.9887 | 175161.7332
7 | 27 | 12 | 857 | 121 | 24.5 | 4.7 | 1007.224 | 45.066 | 5648.527 | 5431.35 | 1.1823 | 1182.2548 | 179919.9318
7 | 27 | 13 | 819 | 111 | 25.1 | 4.7 | 941.471 | 44.425 | 5296.893 | 5095.148 | 1.1979 | 1197.8892 | 182299.225
7 | 27 | 14 | 851 | 113 | 25 | 5.3 | 905.455 | 42.27 | 5146.153 | 4950.846 | 1.2096 | 1209.582 | 184078.678
7 | 27 | 15 | 798 | 138 | 25.5 | 2.5 | 778.062 | 45.364 | 4332.427 | 4170.01 | 1.2263 | 1226.3069 | 186623.9336
7 | 27 | 16 | 774 | 105 | 25.8 | 1.9 | 577.252 | 41.904 | 3211.133 | 3088.903 | 1.245 | 1245.0403 | 189474.8548
7 | 27 | 17 | 676 | 86 | 25.5 | 1.1 | 344.592 | 36.676 | 1843.17 | 1761.907 | 1.2629 | 1262.9173 | 192195.4451
7 | 27 | 18 | 197 | 109 | 22.8 | 1.9 | 120.835 | 25.543 | 670.852 | 617.649 | 1.2426 | 1242.6142 | 189105.6457
7 | 27 | 19 | 0 | 15 | 19.2 | 1.1 | 13.041 | 17.971 | 83.416 | 41.827 | 1.2009 | 1200.8965 | 182756.8887
7 | 27 | 20 | 0 | 0 | 18.8 | 1.9 | 0 | 18.8 | 0 | 0 | 1.1641 | 1164.1298 | 177161.5973
7 | 27 | 21 | 0 | 0 | 20 | 2.5 | 0 | 20 | 0 | 0 | 1.1395 | 1139.5414 | 173419.6412
7 | 27 | 22 | 0 | 0 | 15.4 | 7.2 | 0 | 15.4 | 0 | 0 | 1.0985 | 1098.4605 | 167167.8034
7 | 27 | 23 | 0 | 0 | 14.5 | 4.2 | 0 | 14.5 | 0 | 0 | 0.97881 | 978.8123 | 148959.284
7 | 28 | 0 | 0 | 0 | 14.4 | 7.2 | 0 | 14.4 | 0 | 0 | 0.85504 | 855.0439 | 130123.7535
7 | 28 | 1 | 0 | 0 | 14 | 1.7 | 0 | 14 | 0 | 0 | 0.77185 | 771.8545 | 117463.6887
7 | 28 | 2 | 0 | 0 | 13.2 | 2.5 | 0 | 13.2 | 0 | 0 | 0.72371 | 723.709 | 110136.7164
7 | 28 | 3 | 0 | 0 | 12.7 | 1.9 | 0 | 12.7 | 0 | 0 | 0.69441 | 694.4055 | 105677.2067
7 | 28 | 4 | 1 | 9 | 12.9 | 1.7 | 8.141 | 10.974 | 53.729 | 12.683 | 0.68204 | 682.0358 | 103794.7369
7 | 28 | 5 | 292 | 39 | 12.9 | 0 | 30.486 | 10.271 | 201.838 | 158.038 | 0.69042 | 690.4229 | 105071.1279
7 | 28 | 6 | 361 | 82 | 13.6 | 1.1 | 85.87 | 14.126 | 465.601 | 416.641 | 0.7319 | 731.8967 | 111382.7616
7 | 28 | 7 | 339 | 118 | 14.3 | 3.1 | 211.055 | 17.914 | 1231.234 | 1165.43 | 0.83045 | 830.4479 | 126380.6462
7 | 28 | 8 | 487 | 197 | 16.4 | 3.1 | 451.582 | 26.039 | 2705.404 | 2599.351 | 0.93376 | 933.7625 | 142103.444
7 | 28 | 9 | 154 | 302 | 17.9 | 3.1 | 407.579 | 27.097 | 2490.677 | 2391.127 | 1.023 | 1023.0485 | 155691.3259
7 | 28 | 10 | 18 | 275 | 17.4 | 3.6 | 267.04 | 22.873 | 1669.807 | 1593.104 | 1.0965 | 1096.4714 | 166865.0877
7 | 28 | 11 | 30 | 266 | 18.6 | 5.3 | 285.886 | 23.184 | 1785.264 | 1705.54 | 1.151 | 1150.9887 | 175161.7332
7 | 28 | 12 | 248 | 347 | 18.5 | 4.2 | 628.647 | 31.101 | 3780.965 | 3639.056 | 1.1823 | 1182.2548 | 179919.9318
7 | 28 | 13 | 418 | 249 | 19.4 | 5.3 | 703.323 | 32.4 | 4203.264 | 4045.78 | 1.1979 | 1197.8892 | 182299.225
7 | 28 | 14 | 483 | 218 | 20 | 4.7 | 689.192 | 33.801 | 4087.796 | 3934.654 | 1.2096 | 1209.582 | 184078.678
7 | 28 | 15 | 728 | 132 | 20.9 | 1.9 | 720.451 | 40.495 | 4113.445 | 3959.344 | 1.2263 | 1226.3069 | 186623.9336
7 | 28 | 16 | 665 | 128 | 20.3 | 2.5 | 536.311 | 34.059 | 3108.441 | 2989.594 | 1.245 | 1245.0403 | 189474.8548
7 | 28 | 17 | 449 | 141 | 20.3 | 2.5 | 306.578 | 27.917 | 1751.758 | 1672.917 | 1.2629 | 1262.9173 | 192195.4451
7 | 28 | 18 | 301 | 98 | 19.7 | 2.5 | 126.96 | 22.14 | 679.778 | 626.385 | 1.2426 | 1242.6142 | 189105.6457
7 | 28 | 19 | 105 | 54 | 18.3 | 1.9 | 42.847 | 18.025 | 274.005 | 228.827 | 1.2009 | 1200.8965 | 182756.8887
7 | 28 | 20 | 22 | 13 | 16.7 | 1.1 | 11.759 | 14.947 | 76.25 | 34.792 | 1.1641 | 1164.1298 | 177161.5973
7 | 28 | 21 | 0 | 0 | 16.6 | 0 | 0 | 16.6 | 0 | 0 | 1.1395 | 1139.5414 | 173419.6412
7 | 28 | 22 | 0 | 0 | 15.2 | 0 | 0 | 15.2 | 0 | 0 | 1.0985 | 1098.4605 | 167167.8034
7 | 28 | 23 | 0 | 0 | 13.8 | 2.5 | 0 | 13.8 | 0 | 0 | 0.97881 | 978.8123 | 148959.284
7 | 29 | 0 | 0 | 0 | 13.8 | 1.7 | 0 | 13.8 | 0 | 0 | 0.85504 | 855.0439 | 130123.7535
7 | 29 | 1 | 0 | 0 | 13.2 | 1.9 | 0 | 13.2 | 0 | 0 | 0.77185 | 771.8545 | 117463.6887
7 | 29 | 2 | 0 | 0 | 13.2 | 1.7 | 0 | 13.2 | 0 | 0 | 0.72371 | 723.709 | 110136.7164
7 | 29 | 3 | 0 | 0 | 12.2 | 1.1 | 0 | 12.2 | 0 | 0 | 0.69441 | 694.4055 | 105677.2067
7 | 29 | 4 | 0 | 3 | 12.6 | 1.9 | 2.714 | 10.627 | 17.937 | 0 | 0.68204 | 682.0358 | 103794.7369
7 | 29 | 5 | 25 | 17 | 12.8 | 1.7 | 14.774 | 11.076 | 97.464 | 55.616 | 0.69042 | 690.4229 | 105071.1279
7 | 29 | 6 | 8 | 44 | 12.8 | 1.1 | 38.882 | 11.673 | 253.775 | 208.986 | 0.7319 | 731.8967 | 111382.7616
7 | 29 | 7 | 4 | 50 | 13.3 | 1.1 | 44.854 | 12.511 | 292.594 | 247.056 | 0.83045 | 830.4479 | 126380.6462
7 | 29 | 8 | 4 | 56 | 13.5 | 1.7 | 51.063 | 13.028 | 333.299 | 286.969 | 0.93376 | 933.7625 | 142103.444
7 | 29 | 9 | 3 | 80 | 14 | 1.7 | 72.323 | 14.186 | 470.415 | 421.358 | 1.023 | 1023.0485 | 155691.3259
7 | 29 | 10 | 2 | 63 | 13.9 | 3.1 | 57.033 | 13.746 | 371.8 | 324.713 | 1.0965 | 1096.4714 | 166865.0877
7 | 29 | 11 | 1 | 83 | 14 | 3.6 | 73.973 | 14.21 | 481.269 | 431.992 | 1.151 | 1150.9887 | 175161.7332
7 | 29 | 12 | 2 | 134 | 14.4 | 4.2 | 121.208 | 15.665 | 783.45 | 727.834 | 1.1823 | 1182.2548 | 179919.9318
7 | 29 | 13 | 1 | 183 | 14 | 5.3 | 165.476 | 16.016 | 1067.887 | 1005.909 | 1.1979 | 1197.8892 | 182299.225
7 | 29 | 14 | 2 | 104 | 14.3 | 5.6 | 93.512 | 14.991 | 606.252 | 554.406 | 1.2096 | 1209.582 | 184078.678
7 | 29 | 15 | 3 | 110 | 14.6 | 4.7 | 99.273 | 15.377 | 642.394 | 589.791 | 1.2263 | 1226.3069 | 186623.9336
7 | 29 | 16 | 5 | 118 | 14 | 6.7 | 106.978 | 14.749 | 693.737 | 640.048 | 1.245 | 1245.0403 | 189474.8548
7 | 29 | 17 | 6 | 94 | 13.2 | 7.2 | 84.632 | 13.561 | 550.487 | 499.797 | 1.2629 | 1262.9173 | 192195.4451
7 | 29 | 18 | 3 | 84 | 13.3 | 6.1 | 72.776 | 13.47 | 473.838 | 424.711 | 1.2426 | 1242.6142 | 189105.6457
7 | 29 | 19 | 12 | 32 | 12.5 | 5.3 | 27.816 | 11.802 | 182.923 | 139.481 | 1.2009 | 1200.8965 | 182756.8887
7 | 29 | 20 | 11 | 6 | 12.1 | 5.3 | 5.427 | 10.901 | 35.831 | 0 | 1.1641 | 1164.1298 | 177161.5973
7 | 29 | 21 | 0 | 0 | 12.1 | 4.7 | 0 | 12.1 | 0 | 0 | 1.1395 | 1139.5414 | 173419.6412
7 | 29 | 22 | 0 | 0 | 12.1 | 2.5 | 0 | 12.1 | 0 | 0 | 1.0985 | 1098.4605 | 167167.8034
7 | 29 | 23 | 0 | 0 | 11.8 | 3.6 | 0 | 11.8 | 0 | 0 | 0.97881 | 978.8123 | 148959.284
7 | 30 | 0 | 0 | 0 | 11.8 | 3.6 | 0 | 11.8 | 0 | 0 | 0.85504 | 855.0439 | 130123.7535
7 | 30 | 1 | 0 | 0 | 11.6 | 2.5 | 0 | 11.6 | 0 | 0 | 0.77185 | 771.8545 | 117463.6887
7 | 30 | 2 | 0 | 0 | 11.6 | 3.1 | 0 | 11.6 | 0 | 0 | 0.72371 | 723.709 | 110136.7164
7 | 30 | 3 | 0 | 0 | 11.1 | 5.3 | 0 | 11.1 | 0 | 0 | 0.69441 | 694.4055 | 105677.2067
7 | 30 | 4 | 0 | 3 | 11.1 | 4.2 | 2.714 | 9.601 | 18.018 | 0 | 0.68204 | 682.0358 | 103794.7369
7 | 30 | 5 | 26 | 22 | 11 | 4.2 | 18.673 | 9.841 | 123.862 | 81.525 | 0.69042 | 690.4229 | 105071.1279
7 | 30 | 6 | 9 | 62 | 11.4 | 3.6 | 53.836 | 11.011 | 352.974 | 306.258 | 0.7319 | 731.8967 | 111382.7616
7 | 30 | 7 | 6 | 136 | 11.9 | 3.6 | 120.159 | 13.145 | 783.32 | 727.707 | 0.83045 | 830.4479 | 126380.6462
7 | 30 | 8 | 21 | 236 | 12.5 | 5.6 | 222.452 | 15.481 | 1435.542 | 1364.773 | 0.93376 | 933.7625 | 142103.444
7 | 30 | 9 | 104 | 326 | 13.7 | 6.1 | 387.036 | 19.551 | 2452.169 | 2353.762 | 1.023 | 1023.0485 | 155691.3259
7 | 30 | 10 | 237 | 331 | 14.7 | 7.8 | 541.718 | 22.202 | 3395.343 | 3266.919 | 1.0965 | 1096.4714 | 166865.0877
7 | 30 | 11 | 403 | 288 | 15.7 | 6.7 | 719.321 | 27.083 | 4409.746 | 4244.338 | 1.151 | 1150.9887 | 175161.7332
7 | 30 | 12 | 417 | 280 | 17 | 7.8 | 746.323 | 27.917 | 4557.872 | 4386.656 | 1.1823 | 1182.2548 | 179919.9318
7 | 30 | 13 | 641 | 266 | 15.8 | 6.1 | 946.738 | 32.072 | 5666.948 | 5448.945 | 1.1979 | 1197.8892 | 182299.225
7 | 30 | 14 | 737 | 168 | 15.6 | 4.2 | 874.968 | 34.671 | 5166.727 | 4970.547 | 1.2096 | 1209.582 | 184078.678
7 | 30 | 15 | 747 | 124 | 15.8 | 4.7 | 724.05 | 30.575 | 4341.225 | 4178.469 | 1.2263 | 1226.3069 | 186623.9336
7 | 30 | 16 | 824 | 93 | 16 | 6.1 | 593.616 | 26.118 | 3564.359 | 3430.111 | 1.245 | 1245.0403 | 189474.8548
7 | 30 | 17 | 756 | 72 | 15.6 | 4.7 | 360.545 | 22.581 | 2048.521 | 1961.674 | 1.2629 | 1262.9173 | 192195.4451
7 | 30 | 18 | 634 | 61 | 15.2 | 1.7 | 143.241 | 18.667 | 664.096 | 611.036 | 1.2426 | 1242.6142 | 189105.6457
7 | 30 | 19 | 432 | 40 | 13.1 | 1.7 | 32.082 | 12.461 | 210.356 | 166.396 | 1.2009 | 1200.8965 | 182756.8887
7 | 30 | 20 | 89 | 13 | 10.4 | 1.7 | 11.759 | 8.652 | 78.404 | 36.906 | 1.1641 | 1164.1298 | 177161.5973
7 | 30 | 21 | 0 | 0 | 9.8 | 1.9 | 0 | 9.8 | 0 | 0 | 1.1395 | 1139.5414 | 173419.6412
7 | 30 | 22 | 0 | 0 | 7.5 | 3.6 | 0 | 7.5 | 0 | 0 | 1.0985 | 1098.4605 | 167167.8034
7 | 30 | 23 | 0 | 0 | 7.9 | 2.5 | 0 | 7.9 | 0 | 0 | 0.97881 | 978.8123 | 148959.284
7 | 31 | 0 | 0 | 0 | 7.6 | 2.5 | 0 | 7.6 | 0 | 0 | 0.85504 | 855.0439 | 130123.7535
7 | 31 | 1 | 0 | 0 | 6.4 | 1.9 | 0 | 6.4 | 0 | 0 | 0.77185 | 771.8545 | 117463.6887
7 | 31 | 2 | 0 | 0 | 7.6 | 3.1 | 0 | 7.6 | 0 | 0 | 0.72371 | 723.709 | 110136.7164
7 | 31 | 3 | 0 | 0 | 6.2 | 3.6 | 0 | 6.2 | 0 | 0 | 0.69441 | 694.4055 | 105677.2067
7 | 31 | 4 | 0 | 7 | 6.4 | 2.5 | 6.332 | 4.584 | 42.967 | 2.117 | 0.68204 | 682.0358 | 103794.7369
7 | 31 | 5 | 222 | 34 | 8.4 | 1.9 | 26.574 | 6.999 | 178.467 | 135.109 | 0.69042 | 690.4229 | 105071.1279
7 | 31 | 6 | 444 | 76 | 10.5 | 2.5 | 84.569 | 10.86 | 446.829 | 398.247 | 0.7319 | 731.8967 | 111382.7616
7 | 31 | 7 | 467 | 142 | 12.8 | 3.1 | 269.331 | 17.8 | 1559.076 | 1485.21 | 0.83045 | 830.4479 | 126380.6462
7 | 31 | 8 | 401 | 209 | 15.4 | 4.7 | 411.937 | 22.845 | 2511.682 | 2411.505 | 0.93376 | 933.7625 | 142103.444
7 | 31 | 9 | 361 | 254 | 17.3 | 3.1 | 518.083 | 28.974 | 3128.969 | 3009.45 | 1.023 | 1023.0485 | 155691.3259
7 | 31 | 10 | 285 | 293 | 18.5 | 5.3 | 557.901 | 28.596 | 3392.539 | 3264.211 | 1.0965 | 1096.4714 | 166865.0877
7 | 31 | 11 | 641 | 225 | 19 | 4.2 | 890.084 | 37.555 | 5185.15 | 4988.188 | 1.151 | 1150.9887 | 175161.7332
7 | 31 | 12 | 798 | 163 | 19.4 | 3.1 | 1005.736 | 43.168 | 5695.75 | 5476.455 | 1.1823 | 1182.2548 | 179919.9318
7 | 31 | 13 | 828 | 158 | 21 | 4.2 | 1013.04 | 42.85 | 5746.014 | 5524.454 | 1.1979 | 1197.8892 | 182299.225
7 | 31 | 14 | 807 | 160 | 21.2 | 3.1 | 924.363 | 43.376 | 5224.248 | 5025.619 | 1.2096 | 1209.582 | 184078.678
7 | 31 | 15 | 575 | 190 | 19.5 | 3.1 | 661.675 | 35.649 | 3873.483 | 3728.234 | 1.2263 | 1226.3069 | 186623.9336
7 | 31 | 16 | 184 | 185 | 19.4 | 2.5 | 293.781 | 27.054 | 1781.001 | 1701.389 | 1.245 | 1245.0403 | 189474.8548
7 | 31 | 17 | 58 | 170 | 18.5 | 2.5 | 173.989 | 22.082 | 1075.969 | 1013.805 | 1.2629 | 1262.9173 | 192195.4451
7 | 31 | 18 | 154 | 113 | 16.6 | 1.9 | 116.756 | 18.527 | 684.504 | 631.011 | 1.2426 | 1242.6142 | 189105.6457
7 | 31 | 19 | 6 | 48 | 15.3 | 3.6 | 39.784 | 14.882 | 258.057 | 213.185 | 1.2009 | 1200.8965 | 182756.8887
7 | 31 | 20 | 0 | 8 | 13.9 | 0 | 7.236 | 10.703 | 47.817 | 6.878 | 1.1641 | 1164.1298 | 177161.5973
7 | 31 | 21 | 0 | 0 | 13 | 3.1 | 0 | 13 | 0 | 0 | 1.1395 | 1139.5414 | 173419.6412
7 | 31 | 22 | 0 | 0 | 12.9 | 1.1 | 0 | 12.9 | 0 | 0 | 1.0985 | 1098.4605 | 167167.8034
7 | 31 | 23 | 0 | 0 | 13.5 | 1.9 | 0 | 13.5 | 0 | 0 | 0.97881 | 978.8123 | 148959.284
8 | 1 | 0 | 0 | 0 | 14.5 | 0 | 0 | 14.5 | 0 | 0 | 0.80539 | 805.3931 | 122567.7133
8 | 1 | 1 | 0 | 0 | 15.6 | 0 | 0 | 15.6 | 0 | 0 | 0.73092 | 730.9208 | 111234.2416
8 | 1 | 2 | 0 | 0 | 16.4 | 3.1 | 0 | 16.4 | 0 | 0 | 0.68604 | 686.0432 | 104404.6003
8 | 1 | 3 | 0 | 0 | 16.6 | 3.6 | 0 | 16.6 | 0 | 0 | 0.6609 | 660.9042 | 100578.8545
8 | 1 | 4 | 0 | 2 | 16.5 | 5 | 1.809 | 15.213 | 11.717 | 0 | 0.65229 | 652.2939 | 99268.5157
8 | 1 | 5 | 0 | 19 | 16.3 | 3.1 | 16.588 | 15.024 | 107.526 | 65.492 | 0.67814 | 678.1359 | 103201.2469
8 | 1 | 6 | 172 | 80 | 17.8 | 3.9 | 73.56 | 17.97 | 429.169 | 380.942 | 0.71819 | 718.1925 | 109297.202
8 | 1 | 7 | 398 | 124 | 20 | 2.2 | 233.417 | 24.634 | 1311.317 | 1243.591 | 0.79306 | 793.0598 | 120690.7834
8 | 1 | 8 | 721 | 94 | 18.9 | 3.9 | 477.753 | 28.447 | 2796.543 | 2687.665 | 0.88334 | 883.3365 | 134429.4347
8 | 1 | 9 | 814 | 91 | 21.1 | 5 | 690.043 | 34.071 | 4048.586 | 3896.904 | 0.96644 | 966.4438 | 147077.0087
8 | 1 | 10 | 715 | 161 | 22.2 | 3.9 | 815.223 | 39.83 | 4687.459 | 4511.077 | 1.0409 | 1040.9481 | 158415.3417
8 | 1 | 11 | 734 | 168 | 23.9 | 6.7 | 920.783 | 38.986 | 5325.536 | 5122.556 | 1.0997 | 1099.7054 | 167357.2582
8 | 1 | 12 | 583 | 270 | 26.1 | 7.5 | 905.018 | 40.051 | 5207.453 | 5009.541 | 1.1309 | 1130.8937 | 172103.6049
8 | 1 | 13 | 491 | 331 | 26.7 | 7.5 | 863.463 | 40.007 | 4969.166 | 4781.279 | 1.1471 | 1147.1014 | 174570.1446
8 | 1 | 14 | 640 | 205 | 26.1 | 5.3 | 826.424 | 41.799 | 4709.127 | 4531.874 | 1.1584 | 1158.4234 | 176293.1774
8 | 1 | 15 | 689 | 152 | 25.6 | 4.4 | 711.838 | 40.63 | 4062.156 | 3909.97 | 1.1781 | 1178.1392 | 179293.5986
8 | 1 | 16 | 583 | 146 | 25 | 3.6 | 505.049 | 36.411 | 2897.144 | 2785.101 | 1.2013 | 1201.282 | 182815.5555
8 | 1 | 17 | 321 | 177 | 24.4 | 3.9 | 286.321 | 30.38 | 1641.836 | 1565.855 | 1.2163 | 1216.2794 | 185097.9096
8 | 1 | 18 | 19 | 101 | 22.8 | 3.9 | 88.669 | 23.983 | 544.408 | 493.843 | 1.188 | 1188.0044 | 180794.9237
8 | 1 | 19 | 0 | 32 | 20.6 | 1.4 | 27.828 | 19.774 | 176.54 | 133.219 | 1.1456 | 1145.6046 | 174342.3632
8 | 1 | 20 | 0 | 5 | 20.6 | 4.4 | 4.523 | 19.384 | 28.743 | 0 | 1.1275 | 1127.5385 | 171593.0014
8 | 1 | 21 | 0 | 0 | 18.9 | 3.9 | 0 | 18.9 | 0 | 0 | 1.1349 | 1134.9483 | 172720.6458
8 | 1 | 22 | 0 | 0 | 17.8 | 3.6 | 0 | 17.8 | 0 | 0 | 1.0476 | 1047.5695 | 159423.0218
8 | 1 | 23 | 0 | 0 | 17.8 | 3.6 | 0 | 17.8 | 0 | 0 | 0.91386 | 913.8646 | 139075.3159
8 | 2 | 0 | 0 | 0 | 17.2 | 1.7 | 0 | 17.2 | 0 | 0 | 0.80539 | 805.3931 | 122567.7133
8 | 2 | 1 | 0 | 0 | 17.2 | 6.7 | 0 | 17.2 | 0 | 0 | 0.73092 | 730.9208 | 111234.2416
8 | 2 | 2 | 0 | 0 | 16.7 | 2.2 | 0 | 16.7 | 0 | 0 | 0.68604 | 686.0432 | 104404.6003
8 | 2 | 3 | 0 | 0 | 15.6 | 1.7 | 0 | 15.6 | 0 | 0 | 0.6609 | 660.9042 | 100578.8545
8 | 2 | 4 | 0 | 2 | 14.4 | 2.2 | 1.809 | 12.516 | 11.859 | 0 | 0.65229 | 652.2939 | 99268.5157
8 | 2 | 5 | 0 | 17 | 14.4 | 0.8 | 14.832 | 12.264 | 97.34 | 55.494 | 0.67814 | 678.1359 | 103201.2469
8 | 2 | 6 | 106 | 76 | 15.6 | 0 | 67.983 | 14.943 | 415.38 | 367.428 | 0.71819 | 718.1925 | 109297.202
8 | 2 | 7 | 388 | 124 | 16.1 | 0 | 230.351 | 23.694 | 1301.232 | 1233.749 | 0.79306 | 793.0598 | 120690.7834
8 | 2 | 8 | 522 | 144 | 18.9 | 1.7 | 419.688 | 29.605 | 2460.396 | 2361.745 | 0.88334 | 883.3365 | 134429.4347
8 | 2 | 9 | 605 | 167 | 20 | 0 | 622.031 | 43.95 | 3478.833 | 3347.549 | 0.96644 | 966.4438 | 147077.0087
8 | 2 | 10 | 646 | 190 | 20 | 1.7 | 786.01 | 41.714 | 4476.991 | 4308.96 | 1.0409 | 1040.9481 | 158415.3417
8 | 2 | 11 | 490 | 282 | 21.1 | 1.4 | 799.186 | 44.76 | 4488.21 | 4319.739 | 1.0997 | 1099.7054 | 167357.2582
8 | 2 | 12 | 520 | 293 | 23.3 | 0.8 | 866.06 | 51.67 | 4690.435 | 4513.934 | 1.1309 | 1130.8937 | 172103.6049
8 | 2 | 13 | 481 | 294 | 22.8 | 1.4 | 815.714 | 47.083 | 4526.391 | 4356.419 | 1.1471 | 1147.1014 | 174570.1446
8 | 2 | 14 | 716 | 176 | 23.3 | 1.4 | 865.433 | 48.685 | 4757.828 | 4578.607 | 1.1584 | 1158.4234 | 176293.1774
8 | 2 | 15 | 692 | 150 | 24.4 | 0.8 | 711.942 | 48.652 | 3897.229 | 3751.116 | 1.1781 | 1178.1392 | 179293.5986
8 | 2 | 16 | 754 | 89 | 24.4 | 1.7 | 547.207 | 40.067 | 3068.789 | 2951.235 | 1.2013 | 1201.282 | 182815.5555
8 | 2 | 17 | 621 | 89 | 24.4 | 1.7 | 324.008 | 33.588 | 1760.44 | 1681.371 | 1.2163 | 1216.2794 | 185097.9096
8 | 2 | 18 | 552 | 64 | 23.9 | 1.4 | 132.371 | 27.27 | 603.941 | 552.143 | 1.188 | 1188.0044 | 180794.9237
8 | 2 | 19 | 231 | 43 | 22.2 | 1.4 | 33.079 | 21.773 | 207.93 | 164.015 | 1.1456 | 1145.6046 | 174342.3632
8 | 2 | 20 | 0 | 10 | 20 | 1.4 | 9.045 | 18.342 | 57.76 | 16.64 | 1.1275 | 1127.5385 | 171593.0014
8 | 2 | 21 | 0 | 0 | 17.8 | 0.8 | 0 | 17.8 | 0 | 0 | 1.1349 | 1134.9483 | 172720.6458
8 | 2 | 22 | 0 | 0 | 17.2 | 1.7 | 0 | 17.2 | 0 | 0 | 1.0476 | 1047.5695 | 159423.0218
8 | 2 | 23 | 0 | 0 | 16.1 | 0 | 0 | 16.1 | 0 | 0 | 0.91386 | 913.8646 | 139075.3159
8 | 3 | 0 | 0 | 0 | 16.1 | 1.4 | 0 | 16.1 | 0 | 0 | 0.80539 | 805.3931 | 122567.7133
8 | 3 | 1 | 0 | 0 | 14.4 | 0.8 | 0 | 14.4 | 0 | 0 | 0.73092 | 730.9208 | 111234.2416
8 | 3 | 2 | 0 | 0 | 13.9 | 1.7 | 0 | 13.9 | 0 | 0 | 0.68604 | 686.0432 | 104404.6003
8 | 3 | 3 | 0 | 0 | 12.8 | 0 | 0 | 12.8 | 0 | 0 | 0.6609 | 660.9042 | 100578.8545
8 | 3 | 4 | 0 | 2 | 13.3 | 1.4 | 0 | 13.3 | 0 | 0 | 0.65229 | 652.2939 | 99268.5157
8 | 3 | 5 | 0 | 17 | 14.4 | 1.4 | 14.835 | 12.638 | 97.192 | 55.349 | 0.67814 | 678.1359 | 103201.2469
8 | 3 | 6 | 3 | 72 | 16.1 | 1.4 | 61.041 | 15.83 | 393.547 | 346.029 | 0.71819 | 718.1925 | 109297.202
8 | 3 | 7 | 2 | 121 | 16.1 | 2.8 | 106.255 | 17.181 | 681.394 | 627.967 | 0.79306 | 793.0598 | 120690.7834
8 | 3 | 8 | 71 | 211 | 16.7 | 4.4 | 231.435 | 20.351 | 1452.679 | 1381.485 | 0.88334 | 883.3365 | 134429.4347
8 | 3 | 9 | 292 | 272 | 17.2 | 3.6 | 488.352 | 27.243 | 2976.388 | 2861.817 | 0.96644 | 966.4438 | 147077.0087
8 | 3 | 10 | 402 | 293 | 18.9 | 3.6 | 661.052 | 33.301 | 3928.578 | 3781.32 | 1.0409 | 1040.9481 | 158415.3417
8 | 3 | 11 | 322 | 347 | 19.4 | 3.6 | 689.585 | 34.784 | 4073.03 | 3920.439 | 1.0997 | 1099.7054 | 167357.2582
8 | 3 | 12 | 223 | 362 | 20 | 2.2 | 604.662 | 35.956 | 3551.266 | 3417.475 | 1.1309 | 1130.8937 | 172103.6049
8 | 3 | 13 | 471 | 303 | 20.6 | 3.1 | 815.499 | 39.448 | 4706.387 | 4529.244 | 1.1471 | 1147.1014 | 174570.1446
8 | 3 | 14 | 601 | 225 | 21.7 | 5 | 811.203 | 37.546 | 4722.843 | 4545.037 | 1.1584 | 1158.4234 | 176293.1774
8 | 3 | 15 | 557 | 201 | 21.7 | 3.6 | 653.953 | 36.589 | 3810.608 | 3667.634 | 1.1781 | 1178.1392 | 179293.5986
8 | 3 | 16 | 599 | 139 | 22.2 | 2.8 | 506.995 | 34.57 | 2932.849 | 2819.67 | 1.2013 | 1201.282 | 182815.5555
8 | 3 | 17 | 640 | 89 | 22.2 | 3.6 | 330.426 | 29.333 | 1830.257 | 1749.339 | 1.2163 | 1216.2794 | 185097.9096
8 | 3 | 18 | 488 | 70 | 21.7 | 3.6 | 128.294 | 23.906 | 613.149 | 561.159 | 1.188 | 1188.0044 | 180794.9237
8 | 3 | 19 | 283 | 42 | 18.9 | 3.1 | 32.463 | 18.394 | 207.249 | 163.347 | 1.1456 | 1145.6046 | 174342.3632
8 | 3 | 20 | 0 | 12 | 16.7 | 3.1 | 10.854 | 15.374 | 70.249 | 28.901 | 1.1275 | 1127.5385 | 171593.0014
8 | 3 | 21 | 0 | 0 | 14.4 | 3.6 | 0 | 14.4 | 0 | 0 | 1.1349 | 1134.9483 | 172720.6458
8 | 3 | 22 | 0 | 0 | 13.9 | 3.6 | 0 | 13.9 | 0 | 0 | 1.0476 | 1047.5695 | 159423.0218
8 | 3 | 23 | 0 | 0 | 15 | 4.4 | 0 | 15 | 0 | 0 | 0.91386 | 913.8646 | 139075.3159
8 | 4 | 0 | 0 | 0 | 15 | 3.9 | 0 | 15 | 0 | 0 | 0.80539 | 805.3931 | 122567.7133
8 | 4 | 1 | 0 | 0 | 13.9 | 3.1 | 0 | 13.9 | 0 | 0 | 0.73092 | 730.9208 | 111234.2416
8 | 4 | 2 | 0 | 0 | 13.3 | 3.1 | 0 | 13.3 | 0 | 0 | 0.68604 | 686.0432 | 104404.6003
8 | 4 | 3 | 0 | 0 | 13.9 | 4.4 | 0 | 13.9 | 0 | 0 | 0.6609 | 660.9042 | 100578.8545
8 | 4 | 4 | 0 | 2 | 13.3 | 5.8 | 0 | 13.3 | 0 | 0 | 0.65229 | 652.2939 | 99268.5157
8 | 4 | 5 | 43 | 23 | 13.9 | 6.7 | 19.238 | 13.094 | 125.788 | 83.415 | 0.67814 | 678.1359 | 103201.2469
8 | 4 | 6 | 501 | 50 | 15.6 | 5.8 | 65.874 | 15.589 | 309.435 | 263.57 | 0.71819 | 718.1925 | 109297.202
8 | 4 | 7 | 756 | 46 | 17.2 | 7.5 | 268.927 | 20.399 | 1435.564 | 1364.795 | 0.79306 | 793.0598 | 120690.7834
8 | 4 | 8 | 824 | 57 | 18.3 | 8.1 | 490.524 | 24.805 | 2907.093 | 2794.734 | 0.88334 | 883.3365 | 134429.4347
8 | 4 | 9 | 771 | 104 | 20.6 | 6.4 | 673.438 | 31.529 | 4001.534 | 3851.595 | 0.96644 | 966.4438 | 147077.0087
8 | 4 | 10 | 821 | 111 | 22.8 | 6.7 | 849.796 | 36.552 | 4966.253 | 4778.487 | 1.0409 | 1040.9481 | 158415.3417
8 | 4 | 11 | 860 | 104 | 23.9 | 7.5 | 957.669 | 38.559 | 5550.616 | 5337.794 | 1.0997 | 1099.7054 | 167357.2582
8 | 4 | 12 | 857 | 113 | 25.6 | 5.3 | 1001.336 | 44.671 | 5627.033 | 5410.815 | 1.1309 | 1130.8937 | 172103.6049
8 | 4 | 13 | 835 | 127 | 26.1 | 6.4 | 987.773 | 42.981 | 5598.903 | 5383.938 | 1.1471 | 1147.1014 | 174570.1446
8 | 4 | 14 | 530 | 295 | 26.7 | 6.4 | 813.979 | 40.66 | 4665.749 | 4490.238 | 1.1584 | 1158.4234 | 176293.1774
8 | 4 | 15 | 109 | 309 | 27.2 | 6.4 | 383.218 | 33.711 | 2272.127 | 2178.972 | 1.1781 | 1178.1392 | 179293.5986
8 | 4 | 16 | 0 | 76 | 25.6 | 5 | 66.662 | 26.376 | 410.104 | 362.258 | 1.2013 | 1201.282 | 182815.5555
8 | 4 | 17 | 0 | 118 | 23.3 | 3.9 | 103.731 | 24.358 | 644.244 | 591.602 | 1.2163 | 1216.2794 | 185097.9096
8 | 4 | 18 | 0 | 73 | 21.7 | 3.6 | 63.179 | 21.915 | 396.879 | 349.295 | 1.188 | 1188.0044 | 180794.9237
8 | 4 | 19 | 0 | 28 | 18.9 | 5 | 24.471 | 18.192 | 156.373 | 113.43 | 1.1456 | 1145.6046 | 174342.3632
8 | 4 | 20 | 0 | 2 | 17.8 | 3.1 | 1.809 | 16.259 | 11.662 | 0 | 1.1275 | 1127.5385 | 171593.0014
8 | 4 | 21 | 0 | 0 | 17.2 | 3.1 | 0 | 17.2 | 0 | 0 | 1.1349 | 1134.9483 | 172720.6458
8 | 4 | 22 | 0 | 0 | 16.1 | 6.7 | 0 | 16.1 | 0 | 0 | 1.0476 | 1047.5695 | 159423.0218
8 | 4 | 23 | 0 | 0 | 15.6 | 7.5 | 0 | 15.6 | 0 | 0 | 0.91386 | 913.8646 | 139075.3159
8 | 5 | 0 | 0 | 0 | 15 | 6.7 | 0 | 15 | 0 | 0 | 0.80539 | 805.3931 | 122567.7133
8 | 5 | 1 | 0 | 0 | 15 | 3.9 | 0 | 15 | 0 | 0 | 0.73092 | 730.9208 | 111234.2416
8 | 5 | 2 | 0 | 0 | 14.4 | 4.4 | 0 | 14.4 | 0 | 0 | 0.68604 | 686.0432 | 104404.6003
8 | 5 | 3 | 0 | 0 | 13.9 | 3.6 | 0 | 13.9 | 0 | 0 | 0.6609 | 660.9042 | 100578.8545
8 | 5 | 4 | 0 | 1 | 13.3 | 3.6 | 0 | 13.3 | 0 | 0 | 0.65229 | 652.2939 | 99268.5157
8 | 5 | 5 | 0 | 8 | 13.9 | 3.9 | 6.955 | 12.466 | 45.601 | 4.703 | 0.67814 | 678.1359 | 103201.2469
8 | 5 | 6 | 0 | 24 | 13.3 | 4.4 | 20.918 | 12.262 | 137.279 | 94.693 | 0.71819 | 718.1925 | 109297.202
8 | 5 | 7 | 0 | 66 | 13.9 | 2.8 | 57.802 | 13.615 | 377.064 | 329.873 | 0.79306 | 793.0598 | 120690.7834
8 | 5 | 8 | 0 | 74 | 14.4 | 5.8 | 64.877 | 14.409 | 421.712 | 373.634 | 0.88334 | 883.3365 | 134429.4347
8 | 5 | 9 | 0 | 50 | 13.9 | 6.4 | 43.826 | 13.553 | 285.969 | 240.56 | 0.96644 | 966.4438 | 147077.0087
8 | 5 | 10 | 0 | 47 | 12.2 | 8.9 | 41.253 | 11.852 | 271.224 | 226.1 | 1.0409 | 1040.9481 | 158415.3417
8 | 5 | 11 | 0 | 59 | 11.1 | 8.9 | 51.877 | 10.888 | 342.526 | 296.015 | 1.0997 | 1099.7054 | 167357.2582
8 | 5 | 12 | 0 | 123 | 10.6 | 8.1 | 109.254 | 11.222 | 720.309 | 666.053 | 1.1309 | 1130.8937 | 172103.6049
8 | 5 | 13 | 1 | 169 | 10.6 | 7.5 | 152.747 | 11.98 | 1003.683 | 943.175 | 1.1471 | 1147.1014 | 174570.1446
8 | 5 | 14 | 0 | 171 | 11.1 | 7.2 | 153.422 | 12.578 | 1005.452 | 944.903 | 1.1584 | 1158.4234 | 176293.1774
8 | 5 | 15 | 0 | 173 | 11.7 | 6.7 | 155.038 | 13.283 | 1012.859 | 952.142 | 1.1781 | 1178.1392 | 179293.5986
8 | 5 | 16 | 0 | 133 | 12.2 | 7.2 | 117.865 | 13.127 | 770.547 | 715.211 | 1.2013 | 1201.282 | 182815.5555
8 | 5 | 17 | 0 | 102 | 12.2 | 7.2 | 89.582 | 12.641 | 586.914 | 535.471 | 1.2163 | 1216.2794 | 185097.9096
8 | 5 | 18 | 0 | 61 | 12.2 | 7.2 | 53.17 | 12.035 | 349.29 | 302.647 | 1.188 | 1188.0044 | 180794.9237
8 | 5 | 19 | 0 | 26 | 11.7 | 8.1 | 22.714 | 11.06 | 149.859 | 107.038 | 1.1456 | 1145.6046 | 174342.3632
8 | 5 | 20 | 0 | 6 | 11.1 | 7.5 | 5.427 | 10.126 | 35.954 | 0 | 1.1275 | 1127.5385 | 171593.0014
8 | 5 | 21 | 0 | 0 | 11.7 | 7.5 | 0 | 11.7 | 0 | 0 | 1.1349 | 1134.9483 | 172720.6458
8 | 5 | 22 | 0 | 0 | 11.1 | 7.2 | 0 | 11.1 | 0 | 0 | 1.0476 | 1047.5695 | 159423.0218
8 | 5 | 23 | 0 | 0 | 11.7 | 6.7 | 0 | 11.7 | 0 | 0 | 0.91386 | 913.8646 | 139075.3159
8 | 6 | 0 | 0 | 0 | 11.7 | 7.5 | 0 | 11.7 | 0 | 0 | 0.80539 | 805.3931 | 122567.7133
8 | 6 | 1 | 0 | 0 | 11.7 | 7.5 | 0 | 11.7 | 0 | 0 | 0.73092 | 730.9208 | 111234.2416
8 | 6 | 2 | 0 | 0 | 11.7 | 8.1 | 0 | 11.7 | 0 | 0 | 0.68604 | 686.0432 | 104404.6003
8 | 6 | 3 | 0 | 0 | 11.7 | 10.3 | 0 | 11.7 | 0 | 0 | 0.6609 | 660.9042 | 100578.8545
8 | 6 | 4 | 0 | 1 | 11.1 | 11.1 | 0 | 11.1 | 0 | 0 | 0.65229 | 652.2939 | 99268.5157
8 | 6 | 5 | 0 | 6 | 11.1 | 8.9 | 5.212 | 10.214 | 34.513 | 0 | 0.67814 | 678.1359 | 103201.2469
8 | 6 | 6 | 0 | 27 | 10.6 | 10.3 | 23.545 | 10.027 | 156.051 | 113.114 | 0.71819 | 718.1925 | 109297.202
8 | 6 | 7 | 0 | 69 | 11.1 | 11.1 | 60.448 | 11.012 | 398.903 | 351.279 | 0.79306 | 793.0598 | 120690.7834
8 | 6 | 8 | 0 | 152 | 11.7 | 10.8 | 135.081 | 12.546 | 885.382 | 827.53 | 0.88334 | 883.3365 | 134429.4347
8 | 6 | 9 | 6 | 222 | 11.7 | 8.9 | 205.49 | 13.693 | 1339.673 | 1271.258 | 0.96644 | 966.4438 | 147077.0087
8 | 6 | 10 | 2 | 171 | 11.1 | 9.7 | 155.109 | 12.366 | 1017.44 | 956.618 | 1.0409 | 1040.9481 | 158415.3417
8 | 6 | 11 | 0 | 132 | 11.1 | 10.8 | 117.417 | 11.783 | 772.214 | 716.842 | 1.0997 | 1099.7054 | 167357.2582
8 | 6 | 12 | 0 | 135 | 11.1 | 11.9 | 120.275 | 11.749 | 791.122 | 735.34 | 1.1309 | 1130.8937 | 172103.6049
8 | 6 | 13 | 0 | 148 | 11.1 | 10.3 | 132.23 | 11.97 | 868.908 | 811.421 | 1.1471 | 1147.1014 | 174570.1446
8 | 6 | 14 | 0 | 149 | 11.7 | 11.1 | 132.981 | 12.547 | 871.614 | 814.068 | 1.1584 | 1158.4234 | 176293.1774
8 | 6 | 15 | 0 | 120 | 11.7 | 11.1 | 106.176 | 12.226 | 696.91 | 643.154 | 1.1781 | 1178.1392 | 179293.5986
8 | 6 | 16 | 0 | 94 | 11.7 | 10.8 | 82.615 | 11.933 | 542.968 | 492.432 | 1.2013 | 1201.282 | 182815.5555
8 | 6 | 17 | 0 | 48 | 11.1 | 9.7 | 41.972 | 10.8 | 277.233 | 231.993 | 1.2163 | 1216.2794 | 185097.9096
8 | 6 | 18 | 0 | 24 | 11.1 | 10.8 | 20.918 | 10.539 | 138.328 | 95.723 | 1.188 | 1188.0044 | 180794.9237
8 | 6 | 19 | 0 | 10 | 11.1 | 10.8 | 8.695 | 10.377 | 57.537 | 16.422 | 1.1456 | 1145.6046 | 174342.3632
8 | 6 | 20 | 0 | 2 | 11.1 | 10.3 | 1.809 | 10.259 | 11.978 | 0 | 1.1275 | 1127.5385 | 171593.0014
8 | 6 | 21 | 0 | 0 | 11.1 | 9.4 | 0 | 11.1 | 0 | 0 | 1.1349 | 1134.9483 | 172720.6458
8 | 6 | 22 | 0 | 0 | 11.7 | 7.5 | 0 | 11.7 | 0 | 0 | 1.0476 | 1047.5695 | 159423.0218
8 | 6 | 23 | 0 | 0 | 12.2 | 8.1 | 0 | 12.2 | 0 | 0 | 0.91386 | 913.8646 | 139075.3159
8 | 7 | 0 | 0 | 0 | 12.8 | 7.2 | 0 | 12.8 | 0 | 0 | 0.80539 | 805.3931 | 122567.7133
8 | 7 | 1 | 0 | 0 | 12.8 | 8.1 | 0 | 12.8 | 0 | 0 | 0.73092 | 730.9208 | 111234.2416
8 | 7 | 2 | 0 | 0 | 12.8 | 8.9 | 0 | 12.8 | 0 | 0 | 0.68604 | 686.0432 | 104404.6003
8 | 7 | 3 | 0 | 0 | 13.3 | 8.9 | 0 | 13.3 | 0 | 0 | 0.6609 | 660.9042 | 100578.8545
8 | 7 | 4 | 0 | 1 | 13.9 | 8.9 | 0 | 13.9 | 0 | 0 | 0.65229 | 652.2939 | 99268.5157
8 | 7 | 5 | 0 | 5 | 13.9 | 8.9 | 4.341 | 13.022 | 28.394 | 0 | 0.67814 | 678.1359 | 103201.2469
8 | 7 | 6 | 0 | 12 | 13.9 | 8.9 | 10.438 | 13.108 | 68.243 | 26.932 | 0.71819 | 718.1925 | 109297.202
8 | 7 | 7 | 0 | 29 | 13.9 | 8.9 | 25.304 | 13.319 | 165.286 | 122.176 | 0.79306 | 793.0598 | 120690.7834
8 | 7 | 8 | 0 | 48 | 13.9 | 8.1 | 42.002 | 13.538 | 274.086 | 228.906 | 0.88334 | 883.3365 | 134429.4347
8 | 7 | 9 | 0 | 86 | 13.9 | 6.7 | 75.53 | 14.062 | 491.728 | 442.239 | 0.96644 | 966.4438 | 147077.0087
8 | 7 | 10 | 0 | 118 | 14.4 | 5.3 | 104.447 | 15.19 | 676.553 | 623.229 | 1.0409 | 1040.9481 | 158415.3417
8 | 7 | 11 | 1 | 180 | 15 | 6.4 | 163.051 | 16.744 | 1048.79 | 987.251 | 1.0997 | 1099.7054 | 167357.2582
8 | 7 | 12 | 2 | 221 | 16.7 | 6.7 | 203.214 | 19.146 | 1292.919 | 1225.637 | 1.1309 | 1130.8937 | 172103.6049
8 | 7 | 13 | 162 | 334 | 17.8 | 5 | 509.616 | 26.799 | 3128.746 | 3009.233 | 1.1471 | 1147.1014 | 174570.1446
8 | 7 | 14 | 403 | 313 | 18.9 | 5.8 | 703.918 | 31.056 | 4231.797 | 4073.23 | 1.1584 | 1158.4234 | 176293.1774
8 | 7 | 15 | 180 | 308 | 21.1 | 8.1 | 449.354 | 27.423 | 2744.453 | 2637.194 | 1.1781 | 1178.1392 | 179293.5986
8 | 7 | 16 | 146 | 249 | 20 | 4.4 | 327.63 | 26.365 | 1998.771 | 1913.294 | 1.2013 | 1201.282 | 182815.5555
8 | 7 | 17 | 76 | 168 | 21.1 | 5.8 | 179.279 | 23.637 | 1095.612 | 1032.994 | 1.2163 | 1216.2794 | 185097.9096
8 | 7 | 18 | 426 | 78 | 20 | 4.4 | 122.109 | 21.543 | 607.219 | 555.353 | 1.188 | 1188.0044 | 180794.9237
8 | 7 | 19 | 229 | 37 | 17.8 | 3.1 | 28.697 | 17.164 | 184.237 | 140.771 | 1.1456 | 1145.6046 | 174342.3632
8 | 7 | 20 | 0 | 6 | 16.1 | 1.4 | 5.427 | 14.185 | 35.312 | 0 | 1.1275 | 1127.5385 | 171593.0014
8 | 7 | 21 | 0 | 0 | 15 | 1.4 | 0 | 15 | 0 | 0 | 1.1349 | 1134.9483 | 172720.6458
8 | 7 | 22 | 0 | 0 | 14.4 | 1.4 | 0 | 14.4 | 0 | 0 | 1.0476 | 1047.5695 | 159423.0218
8 | 7 | 23 | 0 | 0 | 13.3 | 1.4 | 0 | 13.3 | 0 | 0 | 0.91386 | 913.8646 | 139075.3159
8 | 8 | 0 | 0 | 0 | 12.8 | 1.4 | 0 | 12.8 | 0 | 0 | 0.80539 | 805.3931 | 122567.7133
8 | 8 | 1 | 0 | 0 | 11.7 | 0 | 0 | 11.7 | 0 | 0 | 0.73092 | 730.9208 | 111234.2416
8 | 8 | 2 | 0 | 0 | 11.1 | 1.4 | 0 | 11.1 | 0 | 0 | 0.68604 | 686.0432 | 104404.6003
8 | 8 | 3 | 0 | 0 | 11.1 | 1.7 | 0 | 11.1 | 0 | 0 | 0.6609 | 660.9042 | 100578.8545
8 | 8 | 4 | 0 | 3 | 11.1 | 0.8 | 0 | 11.1 | 0 | 0 | 0.65229 | 652.2939 | 99268.5157
8 | 8 | 5 | 76 | 25 | 11.7 | 0 | 20.043 | 8.555 | 133.699 | 91.18 | 0.67814 | 678.1359 | 103201.2469
8 | 8 | 6 | 536 | 45 | 13.3 | 1.4 | 61.473 | 12.998 | 283.577 | 238.214 | 0.71819 | 718.1925 | 109297.202
8 | 8 | 7 | 755 | 46 | 16.7 | 0 | 266.865 | 25.678 | 1386.864 | 1317.296 | 0.79306 | 793.0598 | 120690.7834
8 | 8 | 8 | 813 | 58 | 18.3 | 2.2 | 485.064 | 30.026 | 2803.702 | 2694.6 | 0.88334 | 883.3365 | 134429.4347
8 | 8 | 9 | 921 | 56 | 20 | 1.4 | 723.366 | 40.627 | 4103.744 | 3950.006 | 0.96644 | 966.4438 | 147077.0087
8 | 8 | 10 | 851 | 84 | 20.6 | 0 | 839.146 | 52.874 | 4505.758 | 4336.598 | 1.0409 | 1040.9481 | 158415.3417
8 | 8 | 11 | 769 | 109 | 22.2 | 0 | 875.681 | 56.008 | 4630.875 | 4456.76 | 1.0997 | 1099.7054 | 167357.2582
8 | 8 | 12 | 484 | 214 | 22.2 | 0 | 745.963 | 52.407 | 4023.998 | 3873.228 | 1.1309 | 1130.8937 | 172103.6049
8 | 8 | 13 | 483 | 211 | 23.3 | 0 | 729.838 | 52.251 | 3940.049 | 3792.372 | 1.1471 | 1147.1014 | 174570.1446
8 | 8 | 14 | 572 | 172 | 23.9 | 0.8 | 730.385 | 48.138 | 4027.054 | 3876.171 | 1.1584 | 1158.4234 | 176293.1774
8 | 8 | 15 | 802 | 107 | 24.4 | 1.7 | 746.446 | 45.271 | 4155.937 | 4000.239 | 1.1781 | 1178.1392 | 179293.5986
8 | 8 | 16 | 803 | 72 | 23.9 | 1.4 | 551.426 | 40.681 | 3075.628 | 2957.851 | 1.2013 | 1201.282 | 182815.5555
8 | 8 | 17 | 715 | 62 | 23.3 | 0.8 | 328.01 | 34.805 | 1743.978 | 1665.341 | 1.2163 | 1216.2794 | 185097.9096
8 | 8 | 18 | 520 | 61 | 22.8 | 0 | 120.198 | 28.65 | 542.102 | 491.584 | 1.188 | 1188.0044 | 180794.9237
8 | 8 | 19 | 264 | 37 | 18.3 | 0 | 28.816 | 17.787 | 184.481 | 141.009 | 1.1456 | 1145.6046 | 174342.3632
8 | 8 | 20 | 0 | 8 | 16.7 | 2.2 | 7.236 | 15.102 | 46.89 | 5.969 | 1.1275 | 1127.5385 | 171593.0014
8 | 8 | 21 | 0 | 0 | 16.1 | 0 | 0 | 16.1 | 0 | 0 | 1.1349 | 1134.9483 | 172720.6458
8 | 8 | 22 | 0 | 0 | 15 | 0 | 0 | 15 | 0 | 0 | 1.0476 | 1047.5695 | 159423.0218
8 | 8 | 23 | 0 | 0 | 13.9 | 1.4 | 0 | 13.9 | 0 | 0 | 0.91386 | 913.8646 | 139075.3159
8 | 9 | 0 | 0 | 0 | 12.8 | 1.4 | 0 | 12.8 | 0 | 0 | 0.80539 | 805.3931 | 122567.7133
8 | 9 | 1 | 0 | 0 | 12.8 | 1.7 | 0 | 12.8 | 0 | 0 | 0.73092 | 730.9208 | 111234.2416
8 | 9 | 2 | 0 | 0 | 13.3 | 2.8 | 0 | 13.3 | 0 | 0 | 0.68604 | 686.0432 | 104404.6003
8 | 9 | 3 | 0 | 0 | 12.8 | 1.4 | 0 | 12.8 | 0 | 0 | 0.6609 | 660.9042 | 100578.8545
8 | 9 | 4 | 0 | 4 | 12.2 | 0.8 | 0 | 12.2 | 0 | 0 | 0.65229 | 652.2939 | 99268.5157
8 | 9 | 5 | 143 | 35 | 13.9 | 1.7 | 27.183 | 12.587 | 178.137 | 134.786 | 0.67814 | 678.1359 | 103201.2469
8 | 9 | 6 | 554 | 54 | 15.6 | 3.1 | 69.768 | 15.667 | 331.797 | 285.496 | 0.71819 | 718.1925 | 109297.202
8 | 9 | 7 | 737 | 55 | 18.3 | 2.2 | 269.462 | 23.848 | 1420.926 | 1350.519 | 0.79306 | 793.0598 | 120690.7834
8 | 9 | 8 | 842 | 56 | 20.6 | 1.7 | 497.631 | 33.537 | 2826.299 | 2716.489 | 0.88334 | 883.3365 | 134429.4347
8 | 9 | 9 | 865 | 69 | 22.8 | 2.2 | 698.083 | 40.449 | 3965.051 | 3816.456 | 0.96644 | 966.4438 | 147077.0087
8 | 9 | 10 | 899 | 62 | 25 | 2.2 | 855.823 | 46.956 | 4742.011 | 4563.431 | 1.0409 | 1040.9481 | 158415.3417
8 | 9 | 11 | 876 | 88 | 25.6 | 2.2 | 956.222 | 50.338 | 5214.515 | 5016.302 | 1.0997 | 1099.7054 | 167357.2582
8 | 9 | 12 | 898 | 72 | 26.1 | 1.7 | 997.079 | 53.85 | 5336.749 | 5133.284 | 1.1309 | 1130.8937 | 172103.6049
8 | 9 | 13 | 840 | 115 | 26.7 | 2.8 | 968.766 | 50.342 | 5283.625 | 5082.451 | 1.1471 | 1147.1014 | 174570.1446
8 | 9 | 14 | 816 | 118 | 27.8 | 2.8 | 887.882 | 49.534 | 4858.564 | 4675.24 | 1.1584 | 1158.4234 | 176293.1774
8 | 9 | 15 | 820 | 92 | 28.3 | 3.1 | 737.726 | 45.878 | 4093.374 | 3940.023 | 1.1781 | 1178.1392 | 179293.5986
8 | 9 | 16 | 740 | 97 | 27.2 | 3.1 | 542.773 | 40.115 | 3041.046 | 2924.392 | 1.2013 | 1201.282 | 182815.5555
8 | 9 | 17 | 474 | 126 | 26.7 | 3.1 | 297.002 | 33.57 | 1635.307 | 1559.493 | 1.2163 | 1216.2794 | 185097.9096
8 | 9 | 18 | 225 | 92 | 24.4 | 2.8 | 106.668 | 26.289 | 574.018 | 522.842 | 1.188 | 1188.0044 | 180794.9237
8 | 9 | 19 | 1 | 33 | 20.6 | 2.8 | 27.793 | 19.95 | 176.177 | 132.862 | 1.1456 | 1145.6046 | 174342.3632
8 | 9 | 20 | 0 | 2 | 18.3 | 3.9 | 1.809 | 16.898 | 11.628 | 0 | 1.1275 | 1127.5385 | 171593.0014
8 | 9 | 21 | 0 | 0 | 17.8 | 3.1 | 0 | 17.8 | 0 | 0 | 1.1349 | 1134.9483 | 172720.6458
8 | 9 | 22 | 0 | 0 | 16.7 | 0.8 | 0 | 16.7 | 0 | 0 | 1.0476 | 1047.5695 | 159423.0218
8 | 9 | 23 | 0 | 0 | 16.7 | 2.8 | 0 | 16.7 | 0 | 0 | 0.91386 | 913.8646 | 139075.3159
8 | 10 | 0 | 0 | 0 | 16.7 | 1.4 | 0 | 16.7 | 0 | 0 | 0.80539 | 805.3931 | 122567.7133
8 | 10 | 1 | 0 | 0 | 15 | 2.2 | 0 | 15 | 0 | 0 | 0.73092 | 730.9208 | 111234.2416
8 | 10 | 2 | 0 | 0 | 14.4 | 0 | 0 | 14.4 | 0 | 0 | 0.68604 | 686.0432 | 104404.6003
8 | 10 | 3 | 0 | 0 | 16.1 | 4.4 | 0 | 16.1 | 0 | 0 | 0.6609 | 660.9042 | 100578.8545
8 | 10 | 4 | 0 | 2 | 16.7 | 3.1 | 0 | 16.7 | 0 | 0 | 0.65229 | 652.2939 | 99268.5157
8 | 10 | 5 | 0 | 17 | 16.1 | 2.8 | 14.847 | 14.726 | 96.371 | 54.543 | 0.67814 | 678.1359 | 103201.2469
8 | 10 | 6 | 0 | 52 | 16.1 | 0 | 44.849 | 14.408 | 291.53 | 246.013 | 0.71819 | 718.1925 | 109297.202
8 | 10 | 7 | 0 | 46 | 16.7 | 4.4 | 40.205 | 16.197 | 259.251 | 214.357 | 0.79306 | 793.0598 | 120690.7834
8 | 10 | 8 | 0 | 60 | 16.7 | 5.8 | 52.544 | 16.492 | 338.36 | 291.931 | 0.88334 | 883.3365 | 134429.4347
8 | 10 | 9 | 0 | 76 | 16.1 | 5 | 66.703 | 16.16 | 430.182 | 381.935 | 0.96644 | 966.4438 | 147077.0087
8 | 10 | 10 | 0 | 93 | 16.1 | 2.8 | 81.796 | 16.586 | 526.511 | 476.313 | 1.0409 | 1040.9481 | 158415.3417
8 | 10 | 11 | 0 | 135 | 16.1 | 2.2 | 120.217 | 17.707 | 769.902 | 714.579 | 1.0997 | 1099.7054 | 167357.2582
8 | 10 | 12 | 38 | 279 | 16.7 | 2.8 | 312.644 | 23.042 | 1953.7 | 1869.456 | 1.1309 | 1130.8937 | 172103.6049
8 | 10 | 13 | 364 | 276 | 18.3 | 3.6 | 683.11 | 32.815 | 4074.215 | 3921.579 | 1.1471 | 1147.1014 | 174570.1446
8 | 10 | 14 | 779 | 159 | 21.7 | 3.9 | 903.799 | 41.182 | 5165.417 | 4969.293 | 1.1584 | 1158.4234 | 176293.1774
8 | 10 | 15 | 627 | 181 | 22.8 | 4.4 | 691.513 | 37.567 | 4007.746 | 3857.578 | 1.1781 | 1178.1392 | 179293.5986
8 | 10 | 16 | 343 | 202 | 22.2 | 5.3 | 403.741 | 29.701 | 2404.923 | 2307.909 | 1.2013 | 1201.282 | 182815.5555
8 | 10 | 17 | 348 | 137 | 20 | 5.3 | 256.508 | 24.256 | 1493.824 | 1421.603 | 1.2163 | 1216.2794 | 185097.9096
8 | 10 | 18 | 407 | 76 | 18.3 | 3.6 | 115.637 | 19.999 | 580.069 | 528.767 | 1.188 | 1188.0044 | 180794.9237
8 | 10 | 19 | 251 | 38 | 16.7 | 3.6 | 29.726 | 16.072 | 191.784 | 148.175 | 1.1456 | 1145.6046 | 174342.3632
8 | 10 | 20 | 0 | 8 | 15.6 | 3.6 | 7.236 | 14.229 | 47.074 | 6.149 | 1.1275 | 1127.5385 | 171593.0014
8 | 10 | 21 | 0 | 0 | 15 | 3.6 | 0 | 15 | 0 | 0 | 1.1349 | 1134.9483 | 172720.6458
8 | 10 | 22 | 0 | 0 | 14.4 | 3.6 | 0 | 14.4 | 0 | 0 | 1.0476 | 1047.5695 | 159423.0218
8 | 10 | 23 | 0 | 0 | 12.2 | 1.7 | 0 | 12.2 | 0 | 0 | 0.91386 | 913.8646 | 139075.3159
8 | 11 | 0 | 0 | 0 | 11.7 | 1.7 | 0 | 11.7 | 0 | 0 | 0.80539 | 805.3931 | 122567.7133
8 | 11 | 1 | 0 | 0 | 10.6 | 1.4 | 0 | 10.6 | 0 | 0 | 0.73092 | 730.9208 | 111234.2416
8 | 11 | 2 | 0 | 0 | 10 | 0 | 0 | 10 | 0 | 0 | 0.68604 | 686.0432 | 104404.6003
8 | 11 | 3 | 0 | 0 | 8.9 | 1.4 | 0 | 8.9 | 0 | 0 | 0.6609 | 660.9042 | 100578.8545
8 | 11 | 4 | 0 | 2 | 8.3 | 0 | 0 | 8.3 | 0 | 0 | 0.65229 | 652.2939 | 99268.5157
8 | 11 | 5 | 0 | 22 | 8.3 | 0 | 18.68 | 5.015 | 126.529 | 84.143 | 0.67814 | 678.1359 | 103201.2469
8 | 11 | 6 | 441 | 50 | 10 | 0 | 60.39 | 8.741 | 307.79 | 261.957 | 0.71819 | 718.1925 | 109297.202
8 | 11 | 7 | 596 | 78 | 12.8 | 0.8 | 249.622 | 19.196 | 1375.26 | 1305.976 | 0.79306 | 793.0598 | 120690.7834
8 | 11 | 8 | 749 | 70 | 16.1 | 0 | 466.136 | 33.924 | 2648.256 | 2543.955 | 0.88334 | 883.3365 | 134429.4347
8 | 11 | 9 | 666 | 137 | 17.2 | 2.2 | 636.368 | 33.363 | 3750.642 | 3609.819 | 0.96644 | 966.4438 | 147077.0087
8 | 11 | 10 | 361 | 296 | 18.3 | 1.4 | 631.955 | 37.057 | 3686.938 | 3548.383 | 1.0409 | 1040.9481 | 158415.3417
8 | 11 | 11 | 437 | 300 | 18.9 | 1.4 | 770.089 | 41.354 | 4401.184 | 4236.109 | 1.0997 | 1099.7054 | 167357.2582
8 | 11 | 12 | 662 | 231 | 20 | 2.2 | 952.377 | 44.671 | 5351.889 | 5147.77 | 1.1309 | 1130.8937 | 172103.6049
8 | 11 | 13 | 337 | 345 | 21.1 | 3.6 | 714.182 | 37.599 | 4160.115 | 4004.261 | 1.1471 | 1147.1014 | 174570.1446
8 | 11 | 14 | 428 | 286 | 20.6 | 3.6 | 712.999 | 36.583 | 4171.531 | 4015.246 | 1.1584 | 1158.4234 | 176293.1774
8 | 11 | 15 | 639 | 174 | 21.7 | 3.6 | 693.332 | 37.235 | 4024.415 | 3873.63 | 1.1781 | 1178.1392 | 179293.5986
8 | 11 | 16 | 718 | 94 | 21.1 | 2.8 | 525.265 | 34.012 | 3032.532 | 2916.154 | 1.2013 | 1201.282 | 182815.5555
8 | 11 | 17 | 633 | 83 | 20.6 | 2.8 | 315.297 | 28.093 | 1744.346 | 1665.7 | 1.2163 | 1216.2794 | 185097.9096
8 | 11 | 18 | 325 | 82 | 20 | 1.7 | 110.022 | 22.407 | 569.607 | 518.522 | 1.188 | 1188.0044 | 180794.9237
8 | 11 | 19 | 128 | 32 | 17.2 | 1.7 | 25.495 | 16.33 | 164.298 | 121.206 | 1.1456 | 1145.6046 | 174342.3632
8 | 11 | 20 | 0 | 4 | 16.1 | 3.6 | 3.618 | 14.645 | 23.493 | 0 | 1.1275 | 1127.5385 | 171593.0014
8 | 11 | 21 | 0 | 0 | 16.1 | 3.1 | 0 | 16.1 | 0 | 0 | 1.1349 | 1134.9483 | 172720.6458
8 | 11 | 22 | 0 | 0 | 15.6 | 2.2 | 0 | 15.6 | 0 | 0 | 1.0476 | 1047.5695 | 159423.0218
8 | 11 | 23 | 0 | 0 | 13.3 | 3.1 | 0 | 13.3 | 0 | 0 | 0.91386 | 913.8646 | 139075.3159
8 | 12 | 0 | 0 | 0 | 13.3 | 3.1 | 0 | 13.3 | 0 | 0 | 0.80539 | 805.3931 | 122567.7133
8 | 12 | 1 | 0 | 0 | 13.3 | 4.4 | 0 | 13.3 | 0 | 0 | 0.73092 | 730.9208 | 111234.2416
8 | 12 | 2 | 0 | 0 | 12.8 | 3.1 | 0 | 12.8 | 0 | 0 | 0.68604 | 686.0432 | 104404.6003
8 | 12 | 3 | 0 | 0 | 12.8 | 3.6 | 0 | 12.8 | 0 | 0 | 0.6609 | 660.9042 | 100578.8545
8 | 12 | 4 | 0 | 2 | 12.2 | 3.6 | 0 | 12.2 | 0 | 0 | 0.65229 | 652.2939 | 99268.5157
8 | 12 | 5 | 0 | 19 | 12.2 | 3.9 | 16.379 | 10.953 | 108.113 | 66.068 | 0.67814 | 678.1359 | 103201.2469
8 | 12 | 6 | 261 | 57 | 13.9 | 3.9 | 56.814 | 13.625 | 316.619 | 270.615 | 0.71819 | 718.1925 | 109297.202
8 | 12 | 7 | 381 | 111 | 16.7 | 2.2 | 215.851 | 20.779 | 1228 | 1162.273 | 0.79306 | 793.0598 | 120690.7834
8 | 12 | 8 | 732 | 83 | 19.4 | 3.1 | 471.002 | 29.491 | 2737.894 | 2630.838 | 0.88334 | 883.3365 | 134429.4347
8 | 12 | 9 | 822 | 79 | 22.2 | 1.7 | 678.567 | 40.565 | 3852.756 | 3708.259 | 0.96644 | 966.4438 | 147077.0087
8 | 12 | 10 | 844 | 96 | 22.8 | 5 | 846.921 | 39.12 | 4885.943 | 4701.495 | 1.0409 | 1040.9481 | 158415.3417
8 | 12 | 11 | 840 | 116 | 25.6 | 5.3 | 952.886 | 43.613 | 5382.801 | 5177.34 | 1.0997 | 1099.7054 | 167357.2582
8 | 12 | 12 | 853 | 110 | 25.6 | 6.7 | 994.963 | 42.071 | 5666.475 | 5448.493 | 1.1309 | 1130.8937 | 172103.6049
8 | 12 | 13 | 845 | 110 | 26.1 | 6.4 | 967.942 | 42.642 | 5495.973 | 5285.563 | 1.1471 | 1147.1014 | 174570.1446
8 | 12 | 14 | 806 | 120 | 26.7 | 5 | 880.131 | 44.132 | 4954.209 | 4766.943 | 1.1584 | 1158.4234 | 176293.1774
8 | 12 | 15 | 799 | 97 | 26.7 | 5.8 | 730.889 | 39.917 | 4181.238 | 4024.586 | 1.1781 | 1178.1392 | 179293.5986
8 | 12 | 16 | 812 | 68 | 26.7 | 3.9 | 548.524 | 38.742 | 3085.694 | 2967.59 | 1.2013 | 1201.282 | 182815.5555
8 | 12 | 17 | 734 | 55 | 26.1 | 3.1 | 323.114 | 33.58 | 1716.176 | 1638.267 | 1.2163 | 1216.2794 | 185097.9096
8 | 12 | 18 | 516 | 57 | 24.4 | 3.1 | 112.015 | 26.398 | 503.306 | 453.582 | 1.188 | 1188.0044 | 180794.9237
8 | 12 | 19 | 239 | 32 | 22.8 | 3.6 | 25.071 | 22.191 | 157.29 | 114.33 | 1.1456 | 1145.6046 | 174342.3632
8 | 12 | 20 | 0 | 5 | 18.9 | 2.8 | 4.523 | 17.402 | 29.004 | 0 | 1.1275 | 1127.5385 | 171593.0014
8 | 12 | 21 | 0 | 0 | 17.8 | 2.8 | 0 | 17.8 | 0 | 0 | 1.1349 | 1134.9483 | 172720.6458
8 | 12 | 22 | 0 | 0 | 16.1 | 2.8 | 0 | 16.1 | 0 | 0 | 1.0476 | 1047.5695 | 159423.0218
8 | 12 | 23 | 0 | 0 | 17.2 | 2.8 | 0 | 17.2 | 0 | 0 | 0.91386 | 913.8646 | 139075.3159
8 | 13 | 0 | 0 | 0 | 16.1 | 3.1 | 0 | 16.1 | 0 | 0 | 0.80539 | 805.3931 | 122567.7133
8 | 13 | 1 | 0 | 0 | 13.9 | 2.8 | 0 | 13.9 | 0 | 0 | 0.73092 | 730.9208 | 111234.2416
8 | 13 | 2 | 0 | 0 | 12.8 | 1.7 | 0 | 12.8 | 0 | 0 | 0.68604 | 686.0432 | 104404.6003
8 | 13 | 3 | 0 | 0 | 13.3 | 1.4 | 0 | 13.3 | 0 | 0 | 0.6609 | 660.9042 | 100578.8545
8 | 13 | 4 | 0 | 2 | 12.2 | 1.4 | 0 | 12.2 | 0 | 0 | 0.65229 | 652.2939 | 99268.5157
8 | 13 | 5 | 61 | 30 | 11.7 | 1.4 | 23.533 | 10.115 | 155.914 | 112.979 | 0.67814 | 678.1359 | 103201.2469
8 | 13 | 6 | 561 | 35 | 14.4 | 1.4 | 53.789 | 13.903 | 236.425 | 191.967 | 0.71819 | 718.1925 | 109297.202
8 | 13 | 7 | 602 | 71 | 16.7 | 2.8 | 244.272 | 21.186 | 1326.388 | 1258.296 | 0.79306 | 793.0598 | 120690.7834
8 | 13 | 8 | 675 | 88 | 19.4 | 1.7 | 446.962 | 30.892 | 2583.647 | 2481.309 | 0.88334 | 883.3365 | 134429.4347
8 | 13 | 9 | 760 | 98 | 21.7 | 1.4 | 659.938 | 40.414 | 3751.808 | 3610.943 | 0.96644 | 966.4438 | 147077.0087
8 | 13 | 10 | 751 | 132 | 23.9 | 2.8 | 813.645 | 43.351 | 4594.702 | 4422.026 | 1.0409 | 1040.9481 | 158415.3417
8 | 13 | 11 | 779 | 142 | 25.6 | 1.4 | 933.109 | 52.599 | 5027.172 | 4836.87 | 1.0997 | 1099.7054 | 167357.2582
8 | 13 | 12 | 781 | 144 | 27.2 | 0.8 | 971.556 | 58.698 | 5063.043 | 4871.239 | 1.1309 | 1130.8937 | 172103.6049
8 | 13 | 13 | 778 | 141 | 27.8 | 0.8 | 946.878 | 58.737 | 4932.918 | 4746.533 | 1.1471 | 1147.1014 | 174570.1446
8 | 13 | 14 | 749 | 144 | 27.8 | 1.4 | 859.171 | 53.218 | 4609.49 | 4436.226 | 1.1584 | 1158.4234 | 176293.1774
8 | 13 | 15 | 744 | 116 | 27.8 | 1.7 | 708.767 | 47.994 | 3889.945 | 3744.097 | 1.1781 | 1178.1392 | 179293.5986
8 | 13 | 16 | 691 | 98 | 27.8 | 2.2 | 512.753 | 41.403 | 2852.889 | 2742.244 | 1.2013 | 1201.282 | 182815.5555
8 | 13 | 17 | 461 | 122 | 27.8 | 1.7 | 285.848 | 35.85 | 1552.411 | 1478.714 | 1.2163 | 1216.2794 | 185097.9096
8 | 13 | 18 | 196 | 87 | 26.1 | 2.8 | 97.237 | 27.768 | 524.646 | 474.486 | 1.188 | 1188.0044 | 180794.9237
8 | 13 | 19 | 83 | 28 | 23.3 | 3.9 | 22.395 | 22.625 | 140.217 | 97.576 | 1.1456 | 1145.6046 | 174342.3632
8 | 13 | 20 | 0 | 4 | 22.2 | 3.6 | 3.618 | 20.883 | 22.836 | 0 | 1.1275 | 1127.5385 | 171593.0014
8 | 13 | 21 | 0 | 0 | 21.7 | 5.8 | 0 | 21.7 | 0 | 0 | 1.1349 | 1134.9483 | 172720.6458
8 | 13 | 22 | 0 | 0 | 19.4 | 6.7 | 0 | 19.4 | 0 | 0 | 1.0476 | 1047.5695 | 159423.0218
8 | 13 | 23 | 0 | 0 | 18.9 | 3.9 | 0 | 18.9 | 0 | 0 | 0.91386 | 913.8646 | 139075.3159
8 | 14 | 0 | 0 | 0 | 18.3 | 2.8 | 0 | 18.3 | 0 | 0 | 0.80539 | 805.3931 | 122567.7133
8 | 14 | 1 | 0 | 0 | 15 | 0.8 | 0 | 15 | 0 | 0 | 0.73092 | 730.9208 | 111234.2416
8 | 14 | 2 | 0 | 0 | 12.8 | 0 | 0 | 12.8 | 0 | 0 | 0.68604 | 686.0432 | 104404.6003
8 | 14 | 3 | 0 | 0 | 12.2 | 1.4 | 0 | 12.2 | 0 | 0 | 0.6609 | 660.9042 | 100578.8545
8 | 14 | 4 | 0 | 3 | 12.2 | 1.4 | 0 | 12.2 | 0 | 0 | 0.65229 | 652.2939 | 99268.5157
8 | 14 | 5 | 53 | 30 | 11.7 | 1.4 | 23.431 | 10.11 | 155.237 | 112.316 | 0.67814 | 678.1359 | 103201.2469
8 | 14 | 6 | 383 | 57 | 13.3 | 1.4 | 61.504 | 13.015 | 325.413 | 279.237 | 0.71819 | 718.1925 | 109297.202
8 | 14 | 7 | 462 | 87 | 15 | 0 | 216.679 | 21.956 | 1197.611 | 1132.604 | 0.79306 | 793.0598 | 120690.7834
8 | 14 | 8 | 620 | 104 | 17.2 | 0.8 | 435.376 | 30.484 | 2527.496 | 2426.846 | 0.88334 | 883.3365 | 134429.4347
8 | 14 | 9 | 551 | 182 | 19.4 | 1.4 | 595.648 | 36.382 | 3462.451 | 3331.731 | 0.96644 | 966.4438 | 147077.0087
8 | 14 | 10 | 138 | 327 | 21.7 | 1.7 | 458.611 | 34.691 | 2708.681 | 2602.528 | 1.0409 | 1040.9481 | 158415.3417
8 | 14 | 11 | 87 | 361 | 23.3 | 2.2 | 448.026 | 34.618 | 2648.631 | 2544.318 | 1.0997 | 1099.7054 | 167357.2582
8 | 14 | 12 | 671 | 238 | 25 | 4.4 | 969.094 | 44.536 | 5449.638 | 5241.262 | 1.1309 | 1130.8937 | 172103.6049
8 | 14 | 13 | 741 | 165 | 26.1 | 3.9 | 943.265 | 46.835 | 5240.78 | 5041.444 | 1.1471 | 1147.1014 | 174570.1446
8 | 14 | 14 | 703 | 162 | 25.6 | 2.8 | 837.305 | 46.208 | 4662.935 | 4487.537 | 1.1584 | 1158.4234 | 176293.1774
8 | 14 | 15 | 665 | 146 | 25.6 | 2.2 | 682.923 | 43.752 | 3833.412 | 3689.614 | 1.1781 | 1178.1392 | 179293.5986
8 | 14 | 16 | 551 | 141 | 26.1 | 2.8 | 470.278 | 37.651 | 2675.514 | 2570.38 | 1.2013 | 1201.282 | 182815.5555
8 | 14 | 17 | 391 | 122 | 25 | 2.2 | 260.37 | 31.599 | 1451.347 | 1380.187 | 1.2163 | 1216.2794 | 185097.9096
8 | 14 | 18 | 204 | 87 | 23.9 | 2.8 | 97.656 | 25.462 | 530.67 | 480.387 | 1.188 | 1188.0044 | 180794.9237
8 | 14 | 19 | 29 | 28 | 22.2 | 2.2 | 22.848 | 21.398 | 143.868 | 101.159 | 1.1456 | 1145.6046 | 174342.3632
8 | 14 | 20 | 0 | 2 | 20 | 0 | 0 | 20 | 0 | 0 | 1.1275 | 1127.5385 | 171593.0014
8 | 14 | 21 | 0 | 0 | 18.3 | 0 | 0 | 18.3 | 0 | 0 | 1.1349 | 1134.9483 | 172720.6458
8 | 14 | 22 | 0 | 0 | 17.8 | 3.6 | 0 | 17.8 | 0 | 0 | 1.0476 | 1047.5695 | 159423.0218
8 | 14 | 23 | 0 | 0 | 16.7 | 1.7 | 0 | 16.7 | 0 | 0 | 0.91386 | 913.8646 | 139075.3159
8 | 15 | 0 | 0 | 0 | 16.7 | 1.7 | 0 | 16.7 | 0 | 0 | 0.80539 | 805.3931 | 122567.7133
8 | 15 | 1 | 0 | 0 | 15 | 1.7 | 0 | 15 | 0 | 0 | 0.73092 | 730.9208 | 111234.2416
8 | 15 | 2 | 0 | 0 | 16.1 | 5.3 | 0 | 16.1 | 0 | 0 | 0.68604 | 686.0432 | 104404.6003
8 | 15 | 3 | 0 | 0 | 14.4 | 5 | 0 | 14.4 | 0 | 0 | 0.6609 | 660.9042 | 100578.8545
8 | 15 | 4 | 0 | 1 | 13.3 | 6.4 | 0 | 13.3 | 0 | 0 | 0.65229 | 652.2939 | 99268.5157
8 | 15 | 5 | 0 | 11 | 13.3 | 3.6 | 9.584 | 11.922 | 62.989 | 21.774 | 0.67814 | 678.1359 | 103201.2469
8 | 15 | 6 | 10 | 61 | 13.9 | 5.3 | 51.814 | 13.579 | 336.083 | 289.699 | 0.71819 | 718.1925 | 109297.202
8 | 15 | 7 | 144 | 130 | 15 | 5.3 | 159.68 | 16.812 | 974.636 | 914.787 | 0.79306 | 793.0598 | 120690.7834
8 | 15 | 8 | 95 | 229 | 16.7 | 3.1 | 264.637 | 21.801 | 1647.462 | 1571.335 | 0.88334 | 883.3365 | 134429.4347
8 | 15 | 9 | 109 | 265 | 16.7 | 5 | 333.939 | 22.361 | 2087.362 | 1999.436 | 0.96644 | 966.4438 | 147077.0087
8 | 15 | 10 | 317 | 303 | 17.2 | 4.4 | 603.166 | 29.055 | 3659.605 | 3522.016 | 1.0409 | 1040.9481 | 158415.3417
8 | 15 | 11 | 496 | 273 | 18.3 | 3.6 | 800.492 | 35.994 | 4699.731 | 4522.856 | 1.0997 | 1099.7054 | 167357.2582
8 | 15 | 12 | 603 | 242 | 18.9 | 5.8 | 904.54 | 35.02 | 5337.106 | 5133.627 | 1.1309 | 1130.8937 | 172103.6049
8 | 15 | 13 | 768 | 154 | 19.4 | 3.6 | 950.711 | 40.922 | 5445.72 | 5237.515 | 1.1471 | 1147.1014 | 174570.1446
8 | 15 | 14 | 743 | 144 | 20.6 | 5.3 | 853.086 | 36.886 | 4981.755 | 4793.345 | 1.1584 | 1158.4234 | 176293.1774
8 | 15 | 15 | 736 | 117 | 20.6 | 5.8 | 702.355 | 33.207 | 4154.643 | 3998.994 | 1.1781 | 1178.1392 | 179293.5986
8 | 15 | 16 | 740 | 82 | 20 | 6.7 | 521.54 | 28.356 | 3088.762 | 2970.557 | 1.2013 | 1201.282 | 182815.5555
8 | 15 | 17 | 540 | 101 | 18.3 | 6.4 | 295.601 | 22.842 | 1688.403 | 1611.217 | 1.2163 | 1216.2794 | 185097.9096
8 | 15 | 18 | 287 | 76 | 17.2 | 3.9 | 97.873 | 18.515 | 519.718 | 469.659 | 1.188 | 1188.0044 | 180794.9237
8 | 15 | 19 | 46 | 28 | 15.6 | 3.1 | 22.797 | 14.712 | 147.982 | 105.196 | 1.1456 | 1145.6046 | 174342.3632
8 | 15 | 20 | 0 | 2 | 15 | 3.9 | 0 | 15 | 0 | 0 | 1.1275 | 1127.5385 | 171593.0014
8 | 15 | 21 | 0 | 0 | 15 | 2.8 | 0 | 15 | 0 | 0 | 1.1349 | 1134.9483 | 172720.6458
8 | 15 | 22 | 0 | 0 | 13.9 | 1.7 | 0 | 13.9 | 0 | 0 | 1.0476 | 1047.5695 | 159423.0218
8 | 15 | 23 | 0 | 0 | 13.9 | 3.1 | 0 | 13.9 | 0 | 0 | 0.91386 | 913.8646 | 139075.3159
8 | 16 | 0 | 0 | 0 | 12.8 | 4.4 | 0 | 12.8 | 0 | 0 | 0.80539 | 805.3931 | 122567.7133
8 | 16 | 1 | 0 | 0 | 12.8 | 2.8 | 0 | 12.8 | 0 | 0 | 0.73092 | 730.9208 | 111234.2416
8 | 16 | 2 | 0 | 0 | 12.2 | 3.1 | 0 | 12.2 | 0 | 0 | 0.68604 | 686.0432 | 104404.6003
8 | 16 | 3 | 0 | 0 | 11.7 | 2.2 | 0 | 11.7 | 0 | 0 | 0.6609 | 660.9042 | 100578.8545
8 | 16 | 4 | 0 | 1 | 10.6 | 1.7 | 0 | 10.6 | 0 | 0 | 0.65229 | 652.2939 | 99268.5157
8 | 16 | 5 | 0 | 12 | 10.6 | 1.7 | 10.462 | 8.78 | 69.718 | 28.38 | 0.67814 | 678.1359 | 103201.2469
8 | 16 | 6 | 74 | 70 | 11.1 | 1.4 | 59.604 | 10.649 | 379.439 | 332.201 | 0.71819 | 718.1925 | 109297.202
8 | 16 | 7 | 311 | 109 | 13.3 | 1.7 | 190.741 | 16.944 | 1113.094 | 1050.07 | 0.79306 | 793.0598 | 120690.7834
8 | 16 | 8 | 436 | 156 | 16.1 | 4.4 | 388.354 | 23.198 | 2352.904 | 2257.411 | 0.88334 | 883.3365 | 134429.4347
8 | 16 | 9 | 301 | 246 | 17.2 | 4.4 | 472.814 | 26.447 | 2891.385 | 2779.524 | 0.96644 | 966.4438 | 147077.0087
8 | 16 | 10 | 204 | 322 | 18.3 | 3.1 | 511.476 | 29.959 | 3090.664 | 2972.397 | 1.0409 | 1040.9481 | 158415.3417
8 | 16 | 11 | 32 | 341 | 18.9 | 3.1 | 373.603 | 27.448 | 2286.675 | 2193.1 | 1.0997 | 1099.7054 | 167357.2582
8 | 16 | 12 | 23 | 242 | 20 | 3.1 | 259.918 | 25.548 | 1605.269 | 1530.227 | 1.1309 | 1130.8937 | 172103.6049
8 | 16 | 13 | 215 | 380 | 20 | 3.9 | 616.517 | 32.588 | 3681.157 | 3542.806 | 1.1471 | 1147.1014 | 174570.1446
8 | 16 | 14 | 263 | 329 | 21.1 | 4.4 | 596.595 | 33.373 | 3546.738 | 3413.104 | 1.1584 | 1158.4234 | 176293.1774
8 | 16 | 15 | 36 | 282 | 21.7 | 5.3 | 302.94 | 27.151 | 1855.484 | 1773.892 | 1.1781 | 1178.1392 | 179293.5986
8 | 16 | 16 | 4 | 164 | 21.1 | 5.8 | 149.529 | 23.068 | 933.788 | 874.857 | 1.2013 | 1201.282 | 182815.5555
8 | 16 | 17 | 0 | 99 | 20 | 5 | 87.157 | 20.685 | 550.623 | 499.93 | 1.2163 | 1216.2794 | 185097.9096
8 | 16 | 18 | 0 | 42 | 18.3 | 2.2 | 36.716 | 17.729 | 235.112 | 190.68 | 1.188 | 1188.0044 | 180794.9237
8 | 16 | 19 | 0 | 13 | 17.8 | 5.3 | 11.327 | 16.806 | 72.839 | 31.444 | 1.1456 | 1145.6046 | 174342.3632
8 | 16 | 20 | 0 | 1 | 16.7 | 6.7 | 0 | 16.7 | 0 | 0 | 1.1275 | 1127.5385 | 171593.0014
8 | 16 | 21 | 0 | 0 | 17.2 | 5.3 | 0 | 17.2 | 0 | 0 | 1.1349 | 1134.9483 | 172720.6458
8 | 16 | 22 | 0 | 0 | 16.1 | 5.8 | 0 | 16.1 | 0 | 0 | 1.0476 | 1047.5695 | 159423.0218
8 | 16 | 23 | 0 | 0 | 12.2 | 6.7 | 0 | 12.2 | 0 | 0 | 0.91386 | 913.8646 | 139075.3159
8 | 17 | 0 | 0 | 0 | 10.6 | 7.2 | 0 | 10.6 | 0 | 0 | 0.80539 | 805.3931 | 122567.7133
8 | 17 | 1 | 0 | 0 | 10.6 | 6.4 | 0 | 10.6 | 0 | 0 | 0.73092 | 730.9208 | 111234.2416
8 | 17 | 2 | 0 | 0 | 6.7 | 8.6 | 0 | 6.7 | 0 | 0 | 0.68604 | 686.0432 | 104404.6003
8 | 17 | 3 | 0 | 0 | 6.7 | 6.7 | 0 | 6.7 | 0 | 0 | 0.6609 | 660.9042 | 100578.8545
8 | 17 | 4 | 0 | 1 | 6.7 | 5.8 | 0 | 6.7 | 0 | 0 | 0.65229 | 652.2939 | 99268.5157
8 | 17 | 5 | 0 | 11 | 6.7 | 6.4 | 9.586 | 5.641 | 64.757 | 23.509 | 0.67814 | 678.1359 | 103201.2469
8 | 17 | 6 | 0 | 51 | 7.2 | 7.2 | 43.582 | 6.76 | 292.991 | 247.446 | 0.71819 | 718.1925 | 109297.202
8 | 17 | 7 | 24 | 127 | 7.2 | 5.8 | 118.469 | 8.087 | 782.817 | 727.214 | 0.79306 | 793.0598 | 120690.7834
8 | 17 | 8 | 28 | 159 | 7.8 | 5.8 | 161.827 | 9.578 | 1069.726 | 1007.706 | 0.88334 | 883.3365 | 134429.4347
8 | 17 | 9 | 428 | 224 | 9.4 | 6.7 | 551.634 | 17.528 | 3511.392 | 3378.984 | 0.96644 | 966.4438 | 147077.0087
8 | 17 | 10 | 758 | 157 | 10.6 | 6.7 | 852.418 | 24.141 | 5289.614 | 5088.183 | 1.0409 | 1040.9481 | 158415.3417
8 | 17 | 11 | 885 | 112 | 11.7 | 6.4 | 992.654 | 28.372 | 6047.598 | 5812.195 | 1.0997 | 1099.7054 | 167357.2582
8 | 17 | 12 | 814 | 154 | 13.3 | 4.4 | 1015.809 | 34.888 | 5997.538 | 5764.463 | 1.1309 | 1130.8937 | 172103.6049
8 | 17 | 13 | 621 | 235 | 13.9 | 5.8 | 899.097 | 30.185 | 5431.034 | 5223.471 | 1.1471 | 1147.1014 | 174570.1446
8 | 17 | 14 | 794 | 145 | 13.9 | 5.8 | 893.943 | 29.935 | 5400.675 | 5194.437 | 1.1584 | 1158.4234 | 176293.1774
8 | 17 | 15 | 597 | 198 | 15 | 4.4 | 677.588 | 29.44 | 4085.66 | 3932.598 | 1.1781 | 1178.1392 | 179293.5986
8 | 17 | 16 | 86 | 214 | 15 | 5 | 251.833 | 19.715 | 1587.05 | 1512.473 | 1.2013 | 1201.282 | 182815.5555
8 | 17 | 17 | 245 | 153 | 13.9 | 5.3 | 232.252 | 17.386 | 1414.007 | 1343.771 | 1.2163 | 1216.2794 | 185097.9096
8 | 17 | 18 | 438 | 65 | 11.7 | 5.3 | 105.24 | 12.716 | 528.091 | 477.86 | 1.188 | 1188.0044 | 180794.9237
8 | 17 | 19 | 122 | 23 | 10.6 | 5.8 | 17.955 | 9.785 | 119.129 | 76.88 | 1.1456 | 1145.6046 | 174342.3632
8 | 17 | 20 | 0 | 3 | 8.3 | 5.8 | 0 | 8.3 | 0 | 0 | 1.1275 | 1127.5385 | 171593.0014
8 | 17 | 21 | 0 | 0 | 7.8 | 5.3 | 0 | 7.8 | 0 | 0 | 1.1349 | 1134.9483 | 172720.6458
8 | 17 | 22 | 0 | 0 | 6.1 | 6.4 | 0 | 6.1 | 0 | 0 | 1.0476 | 1047.5695 | 159423.0218
8 | 17 | 23 | 0 | 0 | 5 | 6.4 | 0 | 5 | 0 | 0 | 0.91386 | 913.8646 | 139075.3159
8 | 18 | 0 | 0 | 0 | 3.9 | 6.4 | 0 | 3.9 | 0 | 0 | 0.80539 | 805.3931 | 122567.7133
8 | 18 | 1 | 0 | 0 | 3.9 | 5.3 | 0 | 3.9 | 0 | 0 | 0.73092 | 730.9208 | 111234.2416
8 | 18 | 2 | 0 | 0 | 3.3 | 5.3 | 0 | 3.3 | 0 | 0 | 0.68604 | 686.0432 | 104404.6003
8 | 18 | 3 | 0 | 0 | 3.3 | 5.8 | 0 | 3.3 | 0 | 0 | 0.6609 | 660.9042 | 100578.8545
8 | 18 | 4 | 0 | 1 | 3.3 | 5.3 | 0 | 3.3 | 0 | 0 | 0.65229 | 652.2939 | 99268.5157
8 | 18 | 5 | 0 | 14 | 3.3 | 5.3 | 12.223 | 2.139 | 83.817 | 42.221 | 0.67814 | 678.1359 | 103201.2469
8 | 18 | 6 | 16 | 57 | 3.3 | 6.4 | 48.269 | 2.88 | 326.814 | 280.61 | 0.71819 | 718.1925 | 109297.202
8 | 18 | 7 | 13 | 124 | 3.3 | 6.7 | 112.793 | 4.003 | 762.344 | 707.185 | 0.79306 | 793.0598 | 120690.7834
8 | 18 | 8 | 21 | 172 | 3.9 | 4.4 | 165.647 | 6.048 | 1113.286 | 1050.257 | 0.88334 | 883.3365 | 134429.4347
8 | 18 | 9 | 68 | 289 | 3.9 | 5.8 | 331.589 | 8.782 | 2205.693 | 2114.436 | 0.96644 | 966.4438 | 147077.0087
8 | 18 | 10 | 267 | 332 | 6.1 | 5 | 592.686 | 16.853 | 3806.834 | 3663.995 | 1.0409 | 1040.9481 | 158415.3417
8 | 18 | 11 | 450 | 291 | 7.8 | 5.8 | 775.917 | 21.28 | 4887.681 | 4703.16 | 1.0997 | 1099.7054 | 167357.2582
8 | 18 | 12 | 243 | 366 | 8.9 | 5.8 | 636.203 | 20.131 | 4029.499 | 3878.525 | 1.1309 | 1130.8937 | 172103.6049
8 | 18 | 13 | 118 | 386 | 10 | 5.8 | 510.898 | 18.797 | 3255.603 | 3131.892 | 1.1471 | 1147.1014 | 174570.1446
8 | 18 | 14 | 208 | 319 | 10 | 6.7 | 521.058 | 18.026 | 3330.389 | 3204.168 | 1.1584 | 1158.4234 | 176293.1774
8 | 18 | 15 | 217 | 268 | 11.1 | 5.3 | 437.799 | 18.87 | 2780.292 | 2671.919 | 1.1781 | 1178.1392 | 179293.5986
8 | 18 | 16 | 288 | 199 | 11.7 | 3.9 | 367.504 | 19.292 | 2299.286 | 2205.348 | 1.2013 | 1201.282 | 182815.5555
8 | 18 | 17 | 284 | 132 | 10.6 | 3.6 | 225.575 | 15.016 | 1373.226 | 1303.993 | 1.2163 | 1216.2794 | 185097.9096
8 | 18 | 18 | 289 | 69 | 8.9 | 5.3 | 90.05 | 9.589 | 491.253 | 441.773 | 1.188 | 1188.0044 | 180794.9237
8 | 18 | 19 | 148 | 23 | 6.1 | 5 | 18.007 | 5.15 | 121.899 | 79.598 | 1.1456 | 1145.6046 | 174342.3632
8 | 18 | 20 | 0 | 3 | 4.4 | 6.7 | 0 | 4.4 | 0 | 0 | 1.1275 | 1127.5385 | 171593.0014
8 | 18 | 21 | 0 | 0 | 3.3 | 5.3 | 0 | 3.3 | 0 | 0 | 1.1349 | 1134.9483 | 172720.6458
8 | 18 | 22 | 0 | 0 | 1.7 | 2.8 | 0 | 1.7 | 0 | 0 | 1.0476 | 1047.5695 | 159423.0218
8 | 18 | 23 | 0 | 0 | 1.1 | 2.8 | 0 | 1.1 | 0 | 0 | 0.91386 | 913.8646 | 139075.3159
8 | 19 | 0 | 0 | 0 | 0.6 | 3.1 | 0 | 0.6 | 0 | 0 | 0.80539 | 805.3931 | 122567.7133
8 | 19 | 1 | 0 | 0 | 0 | 2.2 | 0 | 0 | 0 | 0 | 0.73092 | 730.9208 | 111234.2416
8 | 19 | 2 | 0 | 0 | 0 | 2.2 | 0 | 0 | 0 | 0 | 0.68604 | 686.0432 | 104404.6003
8 | 19 | 3 | 0 | 0 | 0 | 2.8 | 0 | 0 | 0 | 0 | 0.6609 | 660.9042 | 100578.8545
8 | 19 | 4 | 0 | 1 | 0 | 2.2 | 0 | 0 | 0 | 0 | 0.65229 | 652.2939 | 99268.5157
8 | 19 | 5 | 5 | 28 | 0.6 | 1.7 | 22.159 | -1.06 | 154.011 | 111.113 | 0.67814 | 678.1359 | 103201.2469
8 | 19 | 6 | 408 | 65 | 2.2 | 1.4 | 67.566 | 1.915 | 384.66 | 337.319 | 0.71819 | 718.1925 | 109297.202
8 | 19 | 7 | 698 | 70 | 7.2 | 2.2 | 269.484 | 12.702 | 1506.531 | 1433.991 | 0.79306 | 793.0598 | 120690.7834
8 | 19 | 8 | 822 | 70 | 10 | 3.6 | 503.049 | 20.516 | 3042.303 | 2925.608 | 0.88334 | 883.3365 | 134429.4347
8 | 19 | 9 | 872 | 75 | 11.7 | 3.9 | 709.928 | 26.925 | 4308.658 | 4147.154 | 0.96644 | 966.4438 | 147077.0087
8 | 19 | 10 | 914 | 71 | 12.2 | 4.4 | 879.838 | 30.475 | 5296.191 | 5094.477 | 1.0409 | 1040.9481 | 158415.3417
8 | 19 | 11 | 902 | 92 | 12.8 | 3.6 | 986.635 | 35.28 | 5812.559 | 5587.981 | 1.0997 | 1099.7054 | 167357.2582
8 | 19 | 12 | 915 | 95 | 13.3 | 2.8 | 1040.111 | 39.128 | 6012.651 | 5778.875 | 1.1309 | 1130.8937 | 172103.6049
8 | 19 | 13 | 911 | 102 | 15 | 3.6 | 1022.111 | 38.492 | 5926.799 | 5696.993 | 1.1471 | 1147.1014 | 174570.1446
8 | 19 | 14 | 735 | 162 | 15.6 | 2.8 | 864.144 | 37.37 | 5033.959 | 4843.373 | 1.1584 | 1158.4234 | 176293.1774
8 | 19 | 15 | 655 | 158 | 16.1 | 3.1 | 684.64 | 32.713 | 4060.865 | 3908.727 | 1.1781 | 1178.1392 | 179293.5986
8 | 19 | 16 | 765 | 119 | 16.1 | 2.2 | 570.571 | 31.285 | 3334.02 | 3207.676 | 1.2013 | 1201.282 | 182815.5555
8 | 19 | 17 | 767 | 52 | 15.6 | 1.4 | 321.42 | 25.455 | 1755.253 | 1676.32 | 1.2163 | 1216.2794 | 185097.9096
8 | 19 | 18 | 594 | 43 | 14.4 | 1.4 | 100.533 | 16.675 | 436.659 | 388.282 | 1.188 | 1188.0044 | 180794.9237
8 | 19 | 19 | 208 | 37 | 12.2 | 0.8 | 29.405 | 11.149 | 193.931 | 150.282 | 1.1456 | 1145.6046 | 174342.3632
8 | 19 | 20 | 0 | 1 | 8.9 | 1.7 | 0 | 8.9 | 0 | 0 | 1.1275 | 1127.5385 | 171593.0014
8 | 19 | 21 | 0 | 0 | 7.8 | 2.2 | 0 | 7.8 | 0 | 0 | 1.1349 | 1134.9483 | 172720.6458
8 | 19 | 22 | 0 | 0 | 6.7 | 2.2 | 0 | 6.7 | 0 | 0 | 1.0476 | 1047.5695 | 159423.0218
8 | 19 | 23 | 0 | 0 | 6.7 | 1.7 | 0 | 6.7 | 0 | 0 | 0.91386 | 913.8646 | 139075.3159
8 | 20 | 0 | 0 | 0 | 5.6 | 0.8 | 0 | 5.6 | 0 | 0 | 0.80539 | 805.3931 | 122567.7133
8 | 20 | 1 | 0 | 0 | 4.4 | 0.8 | 0 | 4.4 | 0 | 0 | 0.73092 | 730.9208 | 111234.2416
8 | 20 | 2 | 0 | 0 | 3.9 | 0 | 0 | 3.9 | 0 | 0 | 0.68604 | 686.0432 | 104404.6003
8 | 20 | 3 | 0 | 0 | 2.8 | 1.4 | 0 | 2.8 | 0 | 0 | 0.6609 | 660.9042 | 100578.8545
8 | 20 | 4 | 0 | 1 | 3.3 | 0 | 0 | 3.3 | 0 | 0 | 0.65229 | 652.2939 | 99268.5157
8 | 20 | 5 | 1 | 24 | 3.3 | 0 | 21.708 | 0.331 | 150.002 | 107.178 | 0.67814 | 678.1359 | 103201.2469
8 | 20 | 6 | 324 | 65 | 6.1 | 0 | 64.255 | 4.905 | 374.449 | 327.31 | 0.71819 | 718.1925 | 109297.202
8 | 20 | 7 | 509 | 79 | 8.9 | 1.4 | 224.963 | 13.773 | 1278.641 | 1211.703 | 0.79306 | 793.0598 | 120690.7834
8 | 20 | 8 | 215 | 191 | 13.3 | 2.8 | 296.334 | 19.521 | 1845.792 | 1764.459 | 0.88334 | 883.3365 | 134429.4347
8 | 20 | 9 | 351 | 233 | 15 | 5 | 496.338 | 23.866 | 3070.308 | 2952.704 | 0.96644 | 966.4438 | 147077.0087
8 | 20 | 10 | 775 | 150 | 15.6 | 4.4 | 860.137 | 33.064 | 5114.385 | 4920.42 | 1.0409 | 1040.9481 | 158415.3417
8 | 20 | 11 | 870 | 101 | 17.2 | 5.8 | 965.884 | 34.48 | 5712.794 | 5492.732 | 1.0997 | 1099.7054 | 167357.2582
8 | 20 | 12 | 876 | 106 | 17.8 | 5 | 1013.13 | 37.747 | 5897.367 | 5668.913 | 1.1309 | 1130.8937 | 172103.6049
8 | 20 | 13 | 873 | 103 | 18.9 | 5 | 985.383 | 38.391 | 5716.714 | 5496.475 | 1.1471 | 1147.1014 | 174570.1446
8 | 20 | 14 | 866 | 92 | 19.4 | 6.4 | 889.789 | 34.554 | 5255.208 | 5055.255 | 1.1584 | 1158.4234 | 176293.1774
8 | 20 | 15 | 856 | 75 | 19.4 | 6.4 | 736.89 | 31.864 | 4382.758 | 4218.398 | 1.1781 | 1178.1392 | 179293.5986
8 | 20 | 16 | 806 | 69 | 18.9 | 6.4 | 538.802 | 27.829 | 3189.616 | 3068.099 | 1.2013 | 1201.282 | 182815.5555
8 | 20 | 17 | 727 | 55 | 18.3 | 4.4 | 309.268 | 24.431 | 1698.972 | 1621.512 | 1.2163 | 1216.2794 | 185097.9096
8 | 20 | 18 | 530 | 45 | 16.7 | 3.6 | 92.758 | 17.975 | 409.102 | 361.275 | 1.188 | 1188.0044 | 180794.9237
8 | 20 | 19 | 119 | 34 | 12.8 | 3.6 | 26.349 | 11.971 | 173.142 | 129.884 | 1.1456 | 1145.6046 | 174342.3632
8 | 20 | 20 | 0 | 1 | 12.2 | 3.1 | 0 | 12.2 | 0 | 0 | 1.1275 | 1127.5385 | 171593.0014
8 | 20 | 21 | 0 | 0 | 8.9 | 3.6 | 0 | 8.9 | 0 | 0 | 1.1349 | 1134.9483 | 172720.6458
8 | 20 | 22 | 0 | 0 | 8.9 | 3.1 | 0 | 8.9 | 0 | 0 | 1.0476 | 1047.5695 | 159423.0218
8 | 20 | 23 | 0 | 0 | 7.8 | 1.4 | 0 | 7.8 | 0 | 0 | 0.91386 | 913.8646 | 139075.3159
8 | 21 | 0 | 0 | 0 | 7.8 | 0 | 0 | 7.8 | 0 | 0 | 0.80539 | 805.3931 | 122567.7133
8 | 21 | 1 | 0 | 0 | 6.7 | 1.4 | 0 | 6.7 | 0 | 0 | 0.73092 | 730.9208 | 111234.2416
8 | 21 | 2 | 0 | 0 | 5 | 0.8 | 0 | 5 | 0 | 0 | 0.68604 | 686.0432 | 104404.6003
8 | 21 | 3 | 0 | 0 | 4.4 | 2.8 | 0 | 4.4 | 0 | 0 | 0.6609 | 660.9042 | 100578.8545
8 | 21 | 4 | 0 | 0 | 4.4 | 1.4 | 0 | 4.4 | 0 | 0 | 0.65229 | 652.2939 | 99268.5157
8 | 21 | 5 | 0 | 21 | 6.7 | 1.7 | 18.995 | 5.071 | 128.632 | 86.206 | 0.67814 | 678.1359 | 103201.2469
8 | 21 | 6 | 441 | 38 | 8.3 | 2.8 | 47.178 | 7.65 | 235.266 | 190.831 | 0.71819 | 718.1925 | 109297.202
8 | 21 | 7 | 624 | 59 | 11.7 | 3.6 | 237.662 | 15.642 | 1307.771 | 1240.13 | 0.79306 | 793.0598 | 120690.7834
8 | 21 | 8 | 769 | 67 | 13.9 | 3.1 | 472.691 | 24.117 | 2811.602 | 2702.253 | 0.88334 | 883.3365 | 134429.4347
8 | 21 | 9 | 716 | 112 | 15 | 1.7 | 646.836 | 32.754 | 3821.271 | 3677.911 | 0.96644 | 966.4438 | 147077.0087
8 | 21 | 10 | 685 | 158 | 16.1 | 0.8 | 791.137 | 42.181 | 4494.91 | 4326.176 | 1.0409 | 1040.9481 | 158415.3417
8 | 21 | 11 | 757 | 153 | 17.8 | 1.4 | 931.229 | 45.138 | 5219.18 | 5020.768 | 1.0997 | 1099.7054 | 167357.2582
8 | 21 | 12 | 799 | 137 | 19.4 | 3.1 | 981.768 | 42.73 | 5572.44 | 5358.652 | 1.1309 | 1130.8937 | 172103.6049
8 | 21 | 13 | 786 | 138 | 21.1 | 3.6 | 949.506 | 42.698 | 5389.599 | 5183.842 | 1.1471 | 1147.1014 | 174570.1446
8 | 21 | 14 | 783 | 120 | 21.1 | 3.9 | 854.674 | 40.091 | 4910.536 | 4725.074 | 1.1584 | 1158.4234 | 176293.1774
8 | 21 | 15 | 794 | 90 | 21.7 | 4.4 | 711.468 | 36.781 | 4131.358 | 3976.585 | 1.1781 | 1178.1392 | 179293.5986
8 | 21 | 16 | 775 | 69 | 21.7 | 3.6 | 519.942 | 33.458 | 2994.882 | 2879.717 | 1.2013 | 1201.282 | 182815.5555
8 | 21 | 17 | 616 | 75 | 21.7 | 3.9 | 289.713 | 27.765 | 1584.956 | 1510.432 | 1.2163 | 1216.2794 | 185097.9096
8 | 21 | 18 | 407 | 52 | 20 | 2.8 | 86.061 | 21.28 | 404.665 | 356.927 | 1.188 | 1188.0044 | 180794.9237
8 | 21 | 19 | 87 | 27 | 16.1 | 3.6 | 21.373 | 15.198 | 138.438 | 95.83 | 1.1456 | 1145.6046 | 174342.3632
8 | 21 | 20 | 0 | 1 | 15.6 | 2.8 | 0 | 15.6 | 0 | 0 | 1.1275 | 1127.5385 | 171593.0014
8 | 21 | 21 | 0 | 0 | 13.3 | 2.8 | 0 | 13.3 | 0 | 0 | 1.1349 | 1134.9483 | 172720.6458
8 | 21 | 22 | 0 | 0 | 11.7 | 2.2 | 0 | 11.7 | 0 | 0 | 1.0476 | 1047.5695 | 159423.0218
8 | 21 | 23 | 0 | 0 | 12.2 | 1.7 | 0 | 12.2 | 0 | 0 | 0.91386 | 913.8646 | 139075.3159
8 | 22 | 0 | 0 | 0 | 12.2 | 3.1 | 0 | 12.2 | 0 | 0 | 0.80539 | 805.3931 | 122567.7133
8 | 22 | 1 | 0 | 0 | 13.3 | 2.8 | 0 | 13.3 | 0 | 0 | 0.73092 | 730.9208 | 111234.2416
8 | 22 | 2 | 0 | 0 | 13.3 | 2.8 | 0 | 13.3 | 0 | 0 | 0.68604 | 686.0432 | 104404.6003
8 | 22 | 3 | 0 | 0 | 12.2 | 3.9 | 0 | 12.2 | 0 | 0 | 0.6609 | 660.9042 | 100578.8545
8 | 22 | 4 | 0 | 1 | 12.2 | 2.8 | 0 | 12.2 | 0 | 0 | 0.65229 | 652.2939 | 99268.5157
8 | 22 | 5 | 0 | 10 | 12.2 | 4.4 | 9.045 | 10.923 | 59.713 | 18.558 | 0.67814 | 678.1359 | 103201.2469
8 | 22 | 6 | 39 | 49 | 12.8 | 3.6 | 42.709 | 12.151 | 273.546 | 228.376 | 0.71819 | 718.1925 | 109297.202
8 | 22 | 7 | 244 | 111 | 14.4 | 4.4 | 174.196 | 16.691 | 1031.718 | 970.57 | 0.79306 | 793.0598 | 120690.7834
8 | 22 | 8 | 127 | 222 | 15.6 | 4.4 | 283.407 | 20.46 | 1770.869 | 1691.525 | 0.88334 | 883.3365 | 134429.4347
8 | 22 | 9 | 99 | 293 | 16.7 | 3.6 | 360.281 | 23.992 | 2235.948 | 2143.829 | 0.96644 | 966.4438 | 147077.0087
8 | 22 | 10 | 182 | 312 | 18.3 | 2.8 | 484.722 | 29.429 | 2936.586 | 2823.288 | 1.0409 | 1040.9481 | 158415.3417
8 | 22 | 11 | 32 | 331 | 19.4 | 2.8 | 365.613 | 27.996 | 2231.935 | 2139.93 | 1.0997 | 1099.7054 | 167357.2582
8 | 22 | 12 | 29 | 338 | 21.7 | 3.1 | 350.452 | 29.354 | 2125.593 | 2036.598 | 1.1309 | 1130.8937 | 172103.6049
8 | 22 | 13 | 192 | 359 | 22.8 | 3.6 | 573.103 | 34.942 | 3382.656 | 3254.664 | 1.1471 | 1147.1014 | 174570.1446
8 | 22 | 14 | 299 | 308 | 22.8 | 1.4 | 607.327 | 40.507 | 3484.072 | 3352.607 | 1.1584 | 1158.4234 | 176293.1774
8 | 22 | 15 | 580 | 174 | 23.3 | 0.8 | 636.491 | 44.335 | 3561.562 | 3427.412 | 1.1781 | 1178.1392 | 179293.5986
8 | 22 | 16 | 554 | 128 | 23.3 | 1.4 | 457.38 | 37.122 | 2602.248 | 2499.346 | 1.2013 | 1201.282 | 182815.5555
8 | 22 | 17 | 472 | 114 | 23.3 | 1.7 | 274.245 | 30.824 | 1510.563 | 1437.922 | 1.2163 | 1216.2794 | 185097.9096
8 | 22 | 18 | 246 | 67 | 22.2 | 1.4 | 81.27 | 23.82 | 425.006 | 376.862 | 1.188 | 1188.0044 | 180794.9237
8 | 22 | 19 | 0 | 20 | 17.8 | 2.8 | 17.037 | 16.744 | 109.588 | 67.516 | 1.1456 | 1145.6046 | 174342.3632
8 | 22 | 20 | 0 | 1 | 14.4 | 3.9 | 0 | 14.4 | 0 | 0 | 1.1275 | 1127.5385 | 171593.0014
8 | 22 | 21 | 0 | 0 | 13.9 | 2.8 | 0 | 13.9 | 0 | 0 | 1.1349 | 1134.9483 | 172720.6458
8 | 22 | 22 | 0 | 0 | 13.3 | 0 | 0 | 13.3 | 0 | 0 | 1.0476 | 1047.5695 | 159423.0218
8 | 22 | 23 | 0 | 0 | 12.2 | 0.8 | 0 | 12.2 | 0 | 0 | 0.91386 | 913.8646 | 139075.3159
8 | 23 | 0 | 0 | 0 | 11.7 | 1.7 | 0 | 11.7 | 0 | 0 | 0.80539 | 805.3931 | 122567.7133
8 | 23 | 1 | 0 | 0 | 10.6 | 1.4 | 0 | 10.6 | 0 | 0 | 0.73092 | 730.9208 | 111234.2416
8 | 23 | 2 | 0 | 0 | 10.6 | 3.6 | 0 | 10.6 | 0 | 0 | 0.68604 | 686.0432 | 104404.6003
8 | 23 | 3 | 0 | 0 | 11.1 | 1.7 | 0 | 11.1 | 0 | 0 | 0.6609 | 660.9042 | 100578.8545
8 | 23 | 4 | 0 | 0 | 11.1 | 3.6 | 0 | 11.1 | 0 | 0 | 0.65229 | 652.2939 | 99268.5157
8 | 23 | 5 | 0 | 22 | 10.6 | 1.4 | 19.899 | 8.934 | 132.52 | 90.022 | 0.67814 | 678.1359 | 103201.2469
8 | 23 | 6 | 184 | 68 | 12.2 | 2.2 | 60.765 | 11.924 | 367.422 | 320.422 | 0.71819 | 718.1925 | 109297.202
8 | 23 | 7 | 52 | 95 | 12.2 | 3.6 | 100.01 | 12.998 | 634.884 | 582.439 | 0.79306 | 793.0598 | 120690.7834
8 | 23 | 8 | 0 | 70 | 12.2 | 0.8 | 61.332 | 12.285 | 402.462 | 354.768 | 0.88334 | 883.3365 | 134429.4347
8 | 23 | 9 | 0 | 41 | 12.8 | 5.3 | 35.889 | 12.242 | 235.547 | 191.107 | 0.96644 | 966.4438 | 147077.0087
8 | 23 | 10 | 0 | 112 | 13.3 | 2.8 | 99.081 | 14.086 | 644.978 | 592.321 | 1.0409 | 1040.9481 | 158415.3417
8 | 23 | 11 | 24 | 250 | 16.7 | 3.6 | 269.638 | 21.525 | 1696.823 | 1619.419 | 1.0997 | 1099.7054 | 167357.2582
8 | 23 | 12 | 168 | 366 | 18.3 | 3.6 | 563.265 | 30.083 | 3404.392 | 3275.66 | 1.1309 | 1130.8937 | 172103.6049
8 | 23 | 13 | 221 | 354 | 18.9 | 1.7 | 596.363 | 35.504 | 3510.155 | 3377.79 | 1.1471 | 1147.1014 | 174570.1446
8 | 23 | 14 | 32 | 250 | 19.4 | 2.8 | 274.337 | 26.092 | 1689.688 | 1612.469 | 1.1584 | 1158.4234 | 176293.1774
8 | 23 | 15 | 0 | 129 | 17.8 | 5.8 | 114.854 | 19.054 | 731.052 | 676.566 | 1.1781 | 1178.1392 | 179293.5986
8 | 23 | 16 | 9 | 168 | 18.9 | 5.8 | 157.041 | 20.711 | 990.781 | 930.566 | 1.2013 | 1201.282 | 182815.5555
8 | 23 | 17 | 0 | 100 | 17.2 | 4.4 | 88.381 | 17.941 | 565.408 | 514.409 | 1.2163 | 1216.2794 | 185097.9096
8 | 23 | 18 | 0 | 38 | 16.1 | 1.4 | 33.219 | 15.307 | 215.064 | 171.014 | 1.188 | 1188.0044 | 180794.9237
8 | 23 | 19 | 0 | 12 | 14.4 | 2.2 | 10.461 | 12.847 | 68.477 | 27.162 | 1.1456 | 1145.6046 | 174342.3632
8 | 23 | 20 | 0 | 1 | 13.9 | 1.7 | 0 | 13.9 | 0 | 0 | 1.1275 | 1127.5385 | 171593.0014
8 | 23 | 21 | 0 | 0 | 12.8 | 2.8 | 0 | 12.8 | 0 | 0 | 1.1349 | 1134.9483 | 172720.6458
8 | 23 | 22 | 0 | 0 | 13.3 | 1.4 | 0 | 13.3 | 0 | 0 | 1.0476 | 1047.5695 | 159423.0218
8 | 23 | 23 | 0 | 0 | 11.1 | 1.4 | 0 | 11.1 | 0 | 0 | 0.91386 | 913.8646 | 139075.3159
8 | 24 | 0 | 0 | 0 | 9.4 | 1.7 | 0 | 9.4 | 0 | 0 | 0.80539 | 805.3931 | 122567.7133
8 | 24 | 1 | 0 | 0 | 10 | 0 | 0 | 10 | 0 | 0 | 0.73092 | 730.9208 | 111234.2416
8 | 24 | 2 | 0 | 0 | 8.9 | 2.2 | 0 | 8.9 | 0 | 0 | 0.68604 | 686.0432 | 104404.6003
8 | 24 | 3 | 0 | 0 | 7.8 | 1.4 | 0 | 7.8 | 0 | 0 | 0.6609 | 660.9042 | 100578.8545
8 | 24 | 4 | 0 | 0 | 8.9 | 0.8 | 0 | 8.9 | 0 | 0 | 0.65229 | 652.2939 | 99268.5157
8 | 24 | 5 | 0 | 8 | 8.9 | 0 | 7.236 | 5.122 | 48.992 | 8.032 | 0.67814 | 678.1359 | 103201.2469
8 | 24 | 6 | 0 | 39 | 10 | 1.4 | 33.66 | 8.699 | 224.393 | 180.165 | 0.71819 | 718.1925 | 109297.202
8 | 24 | 7 | 0 | 69 | 11.7 | 2.8 | 60.516 | 11.482 | 398.524 | 350.908 | 0.79306 | 793.0598 | 120690.7834
8 | 24 | 8 | 0 | 50 | 12.8 | 5.8 | 43.737 | 12.412 | 286.84 | 241.413 | 0.88334 | 883.3365 | 134429.4347
8 | 24 | 9 | 0 | 59 | 12.8 | 5.3 | 51.701 | 12.516 | 338.917 | 292.477 | 0.96644 | 966.4438 | 147077.0087
8 | 24 | 10 | 2 | 178 | 13.3 | 3.9 | 162.905 | 15.486 | 1053.784 | 992.131 | 1.0409 | 1040.9481 | 158415.3417
8 | 24 | 11 | 27 | 317 | 13.9 | 6.7 | 326.334 | 18.35 | 2083.771 | 1995.944 | 1.0997 | 1099.7054 | 167357.2582
8 | 24 | 12 | 7 | 268 | 14.4 | 5.8 | 256.817 | 18.241 | 1640.726 | 1564.773 | 1.1309 | 1130.8937 | 172103.6049
8 | 24 | 13 | 1 | 186 | 15 | 5.3 | 169.796 | 17.32 | 1089.326 | 1026.853 | 1.1471 | 1147.1014 | 174570.1446
8 | 24 | 14 | 0 | 139 | 14.4 | 3.6 | 124.16 | 16.041 | 801.169 | 745.168 | 1.1584 | 1158.4234 | 176293.1774
8 | 24 | 15 | 0 | 83 | 14.4 | 4.4 | 72.858 | 14.707 | 472.959 | 423.851 | 1.1781 | 1178.1392 | 179293.5986
8 | 24 | 16 | 0 | 81 | 13.9 | 6.7 | 71.037 | 14.023 | 462.555 | 413.657 | 1.2013 | 1201.282 | 182815.5555
8 | 24 | 17 | 0 | 46 | 13.3 | 5.8 | 40.204 | 12.868 | 263.14 | 218.171 | 1.2163 | 1216.2794 | 185097.9096
8 | 24 | 18 | 0 | 32 | 13.3 | 5.3 | 27.944 | 12.564 | 183.143 | 139.697 | 1.188 | 1188.0044 | 180794.9237
8 | 24 | 19 | 0 | 12 | 12.8 | 5.8 | 10.463 | 11.766 | 68.819 | 27.498 | 1.1456 | 1145.6046 | 174342.3632
8 | 24 | 20 | 0 | 1 | 12.8 | 5.3 | 0 | 12.8 | 0 | 0 | 1.1275 | 1127.5385 | 171593.0014
8 | 24 | 21 | 0 | 0 | 13.3 | 5.8 | 0 | 13.3 | 0 | 0 | 1.1349 | 1134.9483 | 172720.6458
8 | 24 | 22 | 0 | 0 | 12.8 | 3.9 | 0 | 12.8 | 0 | 0 | 1.0476 | 1047.5695 | 159423.0218
8 | 24 | 23 | 0 | 0 | 12.8 | 3.1 | 0 | 12.8 | 0 | 0 | 0.91386 | 913.8646 | 139075.3159
8 | 25 | 0 | 0 | 0 | 12.8 | 5 | 0 | 12.8 | 0 | 0 | 0.80539 | 805.3931 | 122567.7133
8 | 25 | 1 | 0 | 0 | 12.8 | 5 | 0 | 12.8 | 0 | 0 | 0.73092 | 730.9208 | 111234.2416
8 | 25 | 2 | 0 | 0 | 12.2 | 3.9 | 0 | 12.2 | 0 | 0 | 0.68604 | 686.0432 | 104404.6003
8 | 25 | 3 | 0 | 0 | 11.7 | 3.6 | 0 | 11.7 | 0 | 0 | 0.6609 | 660.9042 | 100578.8545
8 | 25 | 4 | 0 | 0 | 11.7 | 5 | 0 | 11.7 | 0 | 0 | 0.65229 | 652.2939 | 99268.5157
8 | 25 | 5 | 0 | 10 | 10.6 | 3.9 | 9.045 | 9.18 | 60.172 | 19.008 | 0.67814 | 678.1359 | 103201.2469
8 | 25 | 6 | 169 | 41 | 10.6 | 6.7 | 38.923 | 10.085 | 229.28 | 184.959 | 0.71819 | 718.1925 | 109297.202
8 | 25 | 7 | 532 | 78 | 12.8 | 6.7 | 230.246 | 15.507 | 1293.639 | 1226.339 | 0.79306 | 793.0598 | 120690.7834
8 | 25 | 8 | 791 | 62 | 14.4 | 6.7 | 478.328 | 21.443 | 2877.991 | 2766.553 | 0.88334 | 883.3365 | 134429.4347
8 | 25 | 9 | 800 | 85 | 16.1 | 8.1 | 675.1 | 25.478 | 4126.672 | 3972.075 | 0.96644 | 966.4438 | 147077.0087
8 | 25 | 10 | 748 | 130 | 17.2 | 8.1 | 815.089 | 28.823 | 4946.634 | 4759.681 | 1.0409 | 1040.9481 | 158415.3417
8 | 25 | 11 | 696 | 174 | 18.3 | 6.7 | 896.214 | 32.925 | 5341.399 | 5137.734 | 1.0997 | 1099.7054 | 167357.2582
8 | 25 | 12 | 774 | 143 | 18.9 | 5.8 | 962.418 | 36.176 | 5646.141 | 5429.07 | 1.1309 | 1130.8937 | 172103.6049
8 | 25 | 13 | 807 | 124 | 20 | 7.2 | 952.545 | 35.03 | 5619.225 | 5403.355 | 1.1471 | 1147.1014 | 174570.1446
8 | 25 | 14 | 799 | 111 | 20 | 8.1 | 855.694 | 32.501 | 5104.529 | 4910.98 | 1.1584 | 1158.4234 | 176293.1774
8 | 25 | 15 | 746 | 110 | 20.6 | 8.1 | 693.014 | 30.633 | 4146.789 | 3991.437 | 1.1781 | 1178.1392 | 179293.5986
8 | 25 | 16 | 787 | 69 | 20.6 | 5 | 520.645 | 30.636 | 3034.86 | 2918.406 | 1.2013 | 1201.282 | 182815.5555
8 | 25 | 17 | 717 | 49 | 20 | 3.1 | 291.255 | 26.647 | 1566.432 | 1492.379 | 1.2163 | 1216.2794 | 185097.9096
8 | 25 | 18 | 384 | 51 | 17.8 | 1.7 | 78.806 | 19.189 | 378.363 | 331.147 | 1.188 | 1188.0044 | 180794.9237
8 | 25 | 19 | 5 | 24 | 13.3 | 2.2 | 19.614 | 12.126 | 128.798 | 86.37 | 1.1456 | 1145.6046 | 174342.3632
8 | 25 | 20 | 0 | 1 | 10.6 | 3.1 | 0 | 10.6 | 0 | 0 | 1.1275 | 1127.5385 | 171593.0014
8 | 25 | 21 | 0 | 0 | 10.6 | 2.2 | 0 | 10.6 | 0 | 0 | 1.1349 | 1134.9483 | 172720.6458
8 | 25 | 22 | 0 | 0 | 12.2 | 8.1 | 0 | 12.2 | 0 | 0 | 1.0476 | 1047.5695 | 159423.0218
8 | 25 | 23 | 0 | 0 | 13.9 | 1.4 | 0 | 13.9 | 0 | 0 | 0.91386 | 913.8646 | 139075.3159
8 | 26 | 0 | 0 | 0 | 11.1 | 1.4 | 0 | 11.1 | 0 | 0 | 0.80539 | 805.3931 | 122567.7133
8 | 26 | 1 | 0 | 0 | 8.3 | 0 | 0 | 8.3 | 0 | 0 | 0.73092 | 730.9208 | 111234.2416
8 | 26 | 2 | 0 | 0 | 7.2 | 1.7 | 0 | 7.2 | 0 | 0 | 0.68604 | 686.0432 | 104404.6003
8 | 26 | 3 | 0 | 0 | 7.2 | 0 | 0 | 7.2 | 0 | 0 | 0.6609 | 660.9042 | 100578.8545
8 | 26 | 4 | 0 | 0 | 7.2 | 1.4 | 0 | 7.2 | 0 | 0 | 0.65229 | 652.2939 | 99268.5157
8 | 26 | 5 | 0 | 11 | 6.1 | 2.8 | 9.95 | 4.468 | 67.553 | 26.254 | 0.67814 | 678.1359 | 103201.2469
8 | 26 | 6 | 196 | 46 | 7.8 | 0.8 | 43.811 | 6.558 | 261.628 | 216.688 | 0.71819 | 718.1925 | 109297.202
8 | 26 | 7 | 588 | 84 | 11.1 | 1.7 | 251.382 | 16.411 | 1403.844 | 1333.859 | 0.79306 | 793.0598 | 120690.7834
8 | 26 | 8 | 790 | 62 | 14.4 | 2.8 | 477.795 | 25.111 | 2825.906 | 2716.108 | 0.88334 | 883.3365 | 134429.4347
8 | 26 | 9 | 783 | 80 | 16.7 | 3.1 | 657.409 | 31.755 | 3899.45 | 3753.256 | 0.96644 | 966.4438 | 147077.0087
8 | 26 | 10 | 799 | 101 | 18.3 | 3.1 | 822.579 | 37.492 | 4784.384 | 4604.086 | 1.0409 | 1040.9481 | 158415.3417
8 | 26 | 11 | 821 | 122 | 18.9 | 3.6 | 952.264 | 40.302 | 5470.891 | 5261.583 | 1.0997 | 1099.7054 | 167357.2582
8 | 26 | 12 | 815 | 150 | 20.6 | 5 | 1010.902 | 40.484 | 5803.842 | 5579.661 | 1.1309 | 1130.8937 | 172103.6049
8 | 26 | 13 | 605 | 232 | 20.6 | 4.4 | 873.288 | 39.277 | 5043.889 | 4852.887 | 1.1471 | 1147.1014 | 174570.1446
8 | 26 | 14 | 368 | 285 | 21.7 | 4.4 | 643.78 | 35.425 | 3787.653 | 3645.504 | 1.1584 | 1158.4234 | 176293.1774
8 | 26 | 15 | 272 | 234 | 20.6 | 3.6 | 455.263 | 30.797 | 2730.822 | 2623.985 | 1.1781 | 1178.1392 | 179293.5986
8 | 26 | 16 | 0 | 95 | 18.9 | 3.6 | 83.796 | 20.338 | 530.234 | 479.959 | 1.2013 | 1201.282 | 182815.5555
8 | 26 | 17 | 0 | 19 | 15 | 7.2 | 16.555 | 14.277 | 107.677 | 65.64 | 1.2163 | 1216.2794 | 185097.9096
8 | 26 | 18 | 0 | 11 | 12.8 | 5.3 | 9.565 | 11.671 | 62.934 | 21.72 | 1.188 | 1188.0044 | 180794.9237
8 | 26 | 19 | 0 | 5 | 12.8 | 2.8 | 4.343 | 11.112 | 28.647 | 0 | 1.1456 | 1145.6046 | 174342.3632
8 | 26 | 20 | 0 | 1 | 12.8 | 2.2 | 0 | 12.8 | 0 | 0 | 1.1275 | 1127.5385 | 171593.0014
8 | 26 | 21 | 0 | 0 | 11.1 | 1.7 | 0 | 11.1 | 0 | 0 | 1.1349 | 1134.9483 | 172720.6458
8 | 26 | 22 | 0 | 0 | 11.7 | 1.7 | 0 | 11.7 | 0 | 0 | 1.0476 | 1047.5695 | 159423.0218
8 | 26 | 23 | 0 | 0 | 11.7 | 0 | 0 | 11.7 | 0 | 0 | 0.91386 | 913.8646 | 139075.3159
8 | 27 | 0 | 0 | 0 | 11.1 | 1.7 | 0 | 11.1 | 0 | 0 | 0.80539 | 805.3931 | 122567.7133
8 | 27 | 1 | 0 | 0 | 11.1 | 0 | 0 | 11.1 | 0 | 0 | 0.73092 | 730.9208 | 111234.2416
8 | 27 | 2 | 0 | 0 | 10.6 | 1.4 | 0 | 10.6 | 0 | 0 | 0.68604 | 686.0432 | 104404.6003
8 | 27 | 3 | 0 | 0 | 9.4 | 1.4 | 0 | 9.4 | 0 | 0 | 0.6609 | 660.9042 | 100578.8545
8 | 27 | 4 | 0 | 0 | 9.4 | 1.7 | 0 | 9.4 | 0 | 0 | 0.65229 | 652.2939 | 99268.5157
8 | 27 | 5 | 0 | 9 | 8.9 | 2.2 | 8.141 | 7.068 | 54.655 | 13.592 | 0.67814 | 678.1359 | 103201.2469
8 | 27 | 6 | 28 | 45 | 10 | 3.6 | 38.743 | 9.213 | 253.088 | 208.312 | 0.71819 | 718.1925 | 109297.202
8 | 27 | 7 | 53 | 112 | 10.6 | 3.1 | 116.525 | 11.762 | 746.564 | 691.745 | 0.79306 | 793.0598 | 120690.7834
8 | 27 | 8 | 66 | 184 | 13.3 | 4.4 | 208.886 | 16.452 | 1333.973 | 1265.698 | 0.88334 | 883.3365 | 134429.4347
8 | 27 | 9 | 146 | 242 | 15 | 3.6 | 352.118 | 21.938 | 2203.475 | 2112.281 | 0.96644 | 966.4438 | 147077.0087
8 | 27 | 10 | 606 | 207 | 15 | 3.9 | 769.73 | 31.132 | 4620.971 | 4447.25 | 1.0409 | 1040.9481 | 158415.3417
8 | 27 | 11 | 870 | 107 | 16.1 | 2.8 | 971.954 | 39.707 | 5600.767 | 5385.72 | 1.0997 | 1099.7054 | 167357.2582
8 | 27 | 12 | 884 | 97 | 17.2 | 3.9 | 1008.592 | 39.573 | 5817.28 | 5592.487 | 1.1309 | 1130.8937 | 172103.6049
8 | 27 | 13 | 851 | 115 | 17.8 | 3.1 | 983.967 | 41.419 | 5621.57 | 5405.596 | 1.1471 | 1147.1014 | 174570.1446
8 | 27 | 14 | 629 | 196 | 18.3 | 0.8 | 800.289 | 45.944 | 4462.125 | 4294.675 | 1.1584 | 1158.4234 | 176293.1774
8 | 27 | 15 | 390 | 228 | 18.3 | 1.7 | 536.238 | 34.13 | 3161.653 | 3041.059 | 1.1781 | 1178.1392 | 179293.5986
8 | 27 | 16 | 542 | 140 | 18.9 | 1.7 | 453.114 | 31.585 | 2646.302 | 2542.061 | 1.2013 | 1201.282 | 182815.5555
8 | 27 | 17 | 280 | 129 | 18.3 | 0.8 | 216.928 | 25.816 | 1249.413 | 1183.175 | 1.2163 | 1216.2794 | 185097.9096
8 | 27 | 18 | 0 | 35 | 13.3 | 3.1 | 30.596 | 12.877 | 200.248 | 156.478 | 1.188 | 1188.0044 | 180794.9237
8 | 27 | 19 | 0 | 4 | 12.2 | 7.2 | 3.618 | 11.189 | 23.857 | 0 | 1.1456 | 1145.6046 | 174342.3632
8 | 27 | 20 | 0 | 1 | 10.6 | 6.7 | 0 | 10.6 | 0 | 0 | 1.1275 | 1127.5385 | 171593.0014
8 | 27 | 21 | 0 | 0 | 11.1 | 2.8 | 0 | 11.1 | 0 | 0 | 1.1349 | 1134.9483 | 172720.6458
8 | 27 | 22 | 0 | 0 | 8.9 | 2.8 | 0 | 8.9 | 0 | 0 | 1.0476 | 1047.5695 | 159423.0218
8 | 27 | 23 | 0 | 0 | 7.2 | 0 | 0 | 7.2 | 0 | 0 | 0.91386 | 913.8646 | 139075.3159
8 | 28 | 0 | 0 | 0 | 6.1 | 3.6 | 0 | 6.1 | 0 | 0 | 0.80539 | 805.3931 | 122567.7133
8 | 28 | 1 | 0 | 0 | 7.8 | 3.1 | 0 | 7.8 | 0 | 0 | 0.73092 | 730.9208 | 111234.2416
8 | 28 | 2 | 0 | 0 | 8.3 | 2.8 | 0 | 8.3 | 0 | 0 | 0.68604 | 686.0432 | 104404.6003
8 | 28 | 3 | 0 | 0 | 8.9 | 1.7 | 0 | 8.9 | 0 | 0 | 0.6609 | 660.9042 | 100578.8545
8 | 28 | 4 | 0 | 0 | 8.9 | 2.2 | 0 | 8.9 | 0 | 0 | 0.65229 | 652.2939 | 99268.5157
8 | 28 | 5 | 0 | 8 | 9.4 | 2.2 | 7.236 | 7.55 | 48.48 | 7.53 | 0.67814 | 678.1359 | 103201.2469
8 | 28 | 6 | 10 | 41 | 9.4 | 1.4 | 35.226 | 8.137 | 233.778 | 189.372 | 0.71819 | 718.1925 | 109297.202
8 | 28 | 7 | 60 | 108 | 11.1 | 1.7 | 114.902 | 12.419 | 731.119 | 676.631 | 0.79306 | 793.0598 | 120690.7834
8 | 28 | 8 | 268 | 167 | 13.3 | 2.2 | 308.871 | 20.006 | 1911.784 | 1828.677 | 0.88334 | 883.3365 | 134429.4347
8 | 28 | 9 | 574 | 166 | 15.6 | 2.8 | 598.739 | 29.347 | 3600.397 | 3464.89 | 0.96644 | 966.4438 | 147077.0087
8 | 28 | 10 | 809 | 122 | 17.2 | 3.1 | 854.747 | 37.014 | 4983.554 | 4795.069 | 1.0409 | 1040.9481 | 158415.3417
8 | 28 | 11 | 853 | 110 | 19.4 | 3.6 | 968.985 | 41.209 | 5541.314 | 5328.903 | 1.0997 | 1099.7054 | 167357.2582
8 | 28 | 12 | 711 | 194 | 20 | 3.9 | 962.71 | 41.316 | 5503.829 | 5293.073 | 1.1309 | 1130.8937 | 172103.6049
8 | 28 | 13 | 279 | 337 | 21.1 | 2.2 | 653.856 | 39.022 | 3781.516 | 3639.588 | 1.1471 | 1147.1014 | 174570.1446
8 | 28 | 14 | 21 | 303 | 21.1 | 3.6 | 306.466 | 28.02 | 1870.502 | 1788.507 | 1.1584 | 1158.4234 | 176293.1774
8 | 28 | 15 | 86 | 252 | 20 | 1.4 | 312.77 | 28.507 | 1901.009 | 1818.193 | 1.1781 | 1178.1392 | 179293.5986
8 | 28 | 16 | 208 | 195 | 17.2 | 7.5 | 308.982 | 21.261 | 1917.278 | 1834.023 | 1.2013 | 1201.282 | 182815.5555
8 | 28 | 17 | 402 | 101 | 15.6 | 1.4 | 233.003 | 21.79 | 1333.917 | 1265.642 | 1.2163 | 1216.2794 | 185097.9096
8 | 28 | 18 | 372 | 47 | 15 | 1.4 | 70.919 | 15.989 | 344.292 | 297.746 | 1.188 | 1188.0044 | 180794.9237
8 | 28 | 19 | 0 | 20 | 13.9 | 0 | 18.09 | 11.656 | 119.039 | 76.792 | 1.1456 | 1145.6046 | 174342.3632
8 | 28 | 20 | 0 | 1 | 12.8 | 2.2 | 0 | 12.8 | 0 | 0 | 1.1275 | 1127.5385 | 171593.0014
8 | 28 | 21 | 0 | 0 | 10 | 1.7 | 0 | 10 | 0 | 0 | 1.1349 | 1134.9483 | 172720.6458
8 | 28 | 22 | 0 | 0 | 8.9 | 1.7 | 0 | 8.9 | 0 | 0 | 1.0476 | 1047.5695 | 159423.0218
8 | 28 | 23 | 0 | 0 | 9.4 | 3.1 | 0 | 9.4 | 0 | 0 | 0.91386 | 913.8646 | 139075.3159
8 | 29 | 0 | 0 | 0 | 9.4 | 2.8 | 0 | 9.4 | 0 | 0 | 0.80539 | 805.3931 | 122567.7133
8 | 29 | 1 | 0 | 0 | 10.6 | 3.1 | 0 | 10.6 | 0 | 0 | 0.73092 | 730.9208 | 111234.2416
8 | 29 | 2 | 0 | 0 | 10.6 | 2.8 | 0 | 10.6 | 0 | 0 | 0.68604 | 686.0432 | 104404.6003
8 | 29 | 3 | 0 | 0 | 10.6 | 3.1 | 0 | 10.6 | 0 | 0 | 0.6609 | 660.9042 | 100578.8545
8 | 29 | 4 | 0 | 0 | 8.3 | 2.2 | 0 | 8.3 | 0 | 0 | 0.65229 | 652.2939 | 99268.5157
8 | 29 | 5 | 0 | 11 | 7.8 | 1.7 | 9.95 | 5.887 | 67.142 | 25.851 | 0.67814 | 678.1359 | 103201.2469
8 | 29 | 6 | 232 | 41 | 9.4 | 1.4 | 40.665 | 8.319 | 234.456 | 190.036 | 0.71819 | 718.1925 | 109297.202
8 | 29 | 7 | 526 | 62 | 12.2 | 2.8 | 213.034 | 15.84 | 1182.121 | 1117.48 | 0.79306 | 793.0598 | 120690.7834
8 | 29 | 8 | 407 | 144 | 14.4 | 3.1 | 364.407 | 21.998 | 2219.495 | 2127.845 | 0.88334 | 883.3365 | 134429.4347
8 | 29 | 9 | 744 | 129 | 15 | 3.6 | 686.343 | 29.751 | 4114.432 | 3960.294 | 0.96644 | 966.4438 | 147077.0087
8 | 29 | 10 | 889 | 75 | 15.6 | 3.1 | 862.278 | 35.839 | 5055.904 | 4864.399 | 1.0409 | 1040.9481 | 158415.3417
8 | 29 | 11 | 882 | 90 | 15.6 | 1.7 | 963.458 | 42.843 | 5463.803 | 5254.806 | 1.0997 | 1099.7054 | 167357.2582
8 | 29 | 12 | 831 | 124 | 17.2 | 1.4 | 996.861 | 46.872 | 5537.833 | 5325.576 | 1.1309 | 1130.8937 | 172103.6049
8 | 29 | 13 | 734 | 157 | 18.3 | 3.6 | 922.538 | 39.447 | 5323.531 | 5120.638 | 1.1471 | 1147.1014 | 174570.1446
8 | 29 | 14 | 669 | 161 | 18.3 | 3.9 | 797.461 | 36.106 | 4673.717 | 4497.887 | 1.1584 | 1158.4234 | 176293.1774
8 | 29 | 15 | 785 | 93 | 18.3 | 3.9 | 698.208 | 33.749 | 4111.745 | 3957.708 | 1.1781 | 1178.1392 | 179293.5986
8 | 29 | 16 | 699 | 83 | 18.9 | 5.3 | 481.943 | 27.843 | 2846.896 | 2736.439 | 1.2013 | 1201.282 | 182815.5555
8 | 29 | 17 | 500 | 82 | 17.8 | 5 | 247.802 | 22.147 | 1391.66 | 1321.975 | 1.2163 | 1216.2794 | 185097.9096
8 | 29 | 18 | 161 | 49 | 15 | 2.8 | 54.268 | 15.29 | 303.321 | 257.575 | 1.188 | 1188.0044 | 180794.9237
8 | 29 | 19 | 0 | 14 | 13.9 | 3.6 | 12.663 | 12.68 | 82.95 | 41.369 | 1.1456 | 1145.6046 | 174342.3632
8 | 29 | 20 | 0 | 1 | 10.6 | 2.8 | 0 | 10.6 | 0 | 0 | 1.1275 | 1127.5385 | 171593.0014
8 | 29 | 21 | 0 | 0 | 11.7 | 4.4 | 0 | 11.7 | 0 | 0 | 1.1349 | 1134.9483 | 172720.6458
8 | 29 | 22 | 0 | 0 | 12.2 | 7.5 | 0 | 12.2 | 0 | 0 | 1.0476 | 1047.5695 | 159423.0218
8 | 29 | 23 | 0 | 0 | 12.2 | 3.1 | 0 | 12.2 | 0 | 0 | 0.91386 | 913.8646 | 139075.3159
8 | 30 | 0 | 0 | 0 | 9.4 | 8.1 | 0 | 9.4 | 0 | 0 | 0.80539 | 805.3931 | 122567.7133
8 | 30 | 1 | 0 | 0 | 8.9 | 6.7 | 0 | 8.9 | 0 | 0 | 0.73092 | 730.9208 | 111234.2416
8 | 30 | 2 | 0 | 0 | 8.3 | 3.9 | 0 | 8.3 | 0 | 0 | 0.68604 | 686.0432 | 104404.6003
8 | 30 | 3 | 0 | 0 | 7.8 | 7.5 | 0 | 7.8 | 0 | 0 | 0.6609 | 660.9042 | 100578.8545
8 | 30 | 4 | 0 | 0 | 7.2 | 5.8 | 0 | 7.2 | 0 | 0 | 0.65229 | 652.2939 | 99268.5157
8 | 30 | 5 | 0 | 2 | 7.2 | 6.4 | 1.809 | 6.014 | 12.201 | 0 | 0.67814 | 678.1359 | 103201.2469
8 | 30 | 6 | 0 | 11 | 7.2 | 6.7 | 9.566 | 6.165 | 64.477 | 23.235 | 0.71819 | 718.1925 | 109297.202
8 | 30 | 7 | 0 | 47 | 7.2 | 3.9 | 41.091 | 6.465 | 276.598 | 231.369 | 0.79306 | 793.0598 | 120690.7834
8 | 30 | 8 | 0 | 121 | 7.2 | 4.4 | 108.286 | 8.013 | 724.04 | 669.705 | 0.88334 | 883.3365 | 134429.4347
8 | 30 | 9 | 0 | 121 | 7.8 | 4.4 | 107.741 | 8.739 | 718.118 | 663.909 | 0.96644 | 966.4438 | 147077.0087
8 | 30 | 10 | 1 | 188 | 8.3 | 4.4 | 172.433 | 10.614 | 1139.883 | 1076.234 | 1.0409 | 1040.9481 | 158415.3417
8 | 30 | 11 | 0 | 155 | 8.3 | 3.1 | 139.516 | 10.364 | 923.307 | 864.611 | 1.0997 | 1099.7054 | 167357.2582
8 | 30 | 12 | 0 | 164 | 8.3 | 4.4 | 148.1 | 10.161 | 980.993 | 921 | 1.1309 | 1130.8937 | 172103.6049
8 | 30 | 13 | 4 | 224 | 9.4 | 3.1 | 210.734 | 13.14 | 1377.595 | 1308.255 | 1.1471 | 1147.1014 | 174570.1446
8 | 30 | 14 | 104 | 299 | 9.4 | 3.6 | 394.75 | 17.325 | 2531.347 | 2430.582 | 1.1584 | 1158.4234 | 176293.1774
8 | 30 | 15 | 157 | 264 | 10.6 | 3.1 | 390.805 | 19.307 | 2477.271 | 2378.119 | 1.1781 | 1178.1392 | 179293.5986
8 | 30 | 16 | 195 | 191 | 11.1 | 1.7 | 297.601 | 19.068 | 1865.487 | 1783.627 | 1.2013 | 1201.282 | 182815.5555
8 | 30 | 17 | 387 | 121 | 11.7 | 0.8 | 245.02 | 19.323 | 1428.696 | 1358.097 | 1.2163 | 1216.2794 | 185097.9096
8 | 30 | 18 | 221 | 49 | 10 | 1.7 | 58.264 | 10.497 | 319.782 | 273.716 | 1.188 | 1188.0044 | 180794.9237
8 | 30 | 19 | 0 | 13 | 7.2 | 0 | 11.759 | 4.216 | 79.922 | 38.396 | 1.1456 | 1145.6046 | 174342.3632
8 | 30 | 20 | 0 | 0 | 5.6 | 1.4 | 0 | 5.6 | 0 | 0 | 1.1275 | 1127.5385 | 171593.0014
8 | 30 | 21 | 0 | 0 | 5 | 1.7 | 0 | 5 | 0 | 0 | 1.1349 | 1134.9483 | 172720.6458
8 | 30 | 22 | 0 | 0 | 3.9 | 0 | 0 | 3.9 | 0 | 0 | 1.0476 | 1047.5695 | 159423.0218
8 | 30 | 23 | 0 | 0 | 3.9 | 0 | 0 | 3.9 | 0 | 0 | 0.91386 | 913.8646 | 139075.3159
8 | 31 | 0 | 0 | 0 | 2.2 | 0 | 0 | 2.2 | 0 | 0 | 0.80539 | 805.3931 | 122567.7133
8 | 31 | 1 | 0 | 0 | 2.2 | 1.7 | 0 | 2.2 | 0 | 0 | 0.73092 | 730.9208 | 111234.2416
8 | 31 | 2 | 0 | 0 | 3.3 | 0 | 0 | 3.3 | 0 | 0 | 0.68604 | 686.0432 | 104404.6003
8 | 31 | 3 | 0 | 0 | 2.2 | 0 | 0 | 2.2 | 0 | 0 | 0.6609 | 660.9042 | 100578.8545
8 | 31 | 4 | 0 | 0 | 3.9 | 0 | 0 | 3.9 | 0 | 0 | 0.65229 | 652.2939 | 99268.5157
8 | 31 | 5 | 0 | 16 | 3.9 | 1.4 | 14.472 | 1.898 | 99.341 | 57.458 | 0.67814 | 678.1359 | 103201.2469
8 | 31 | 6 | 196 | 51 | 4.4 | 0 | 47.292 | 2.286 | 292.966 | 247.421 | 0.71819 | 718.1925 | 109297.202
8 | 31 | 7 | 302 | 88 | 6.1 | 0.8 | 173.651 | 9.762 | 1037.776 | 976.49 | 0.79306 | 793.0598 | 120690.7834
8 | 31 | 8 | 285 | 153 | 6.7 | 1.4 | 304.041 | 14.467 | 1925.873 | 1842.385 | 0.88334 | 883.3365 | 134429.4347
8 | 31 | 9 | 299 | 214 | 7.8 | 2.2 | 443.661 | 18.712 | 2811.135 | 2701.8 | 0.96644 | 966.4438 | 147077.0087
8 | 31 | 10 | 389 | 258 | 9.4 | 3.9 | 623.449 | 22.662 | 3897.49 | 3751.368 | 1.0409 | 1040.9481 | 158415.3417
8 | 31 | 11 | 151 | 328 | 11.7 | 3.6 | 499.999 | 22.934 | 3125.739 | 3006.325 | 1.0997 | 1099.7054 | 167357.2582
8 | 31 | 12 | 146 | 342 | 12.8 | 1.7 | 518.135 | 27.249 | 3174.327 | 3053.315 | 1.1309 | 1130.8937 | 172103.6049
8 | 31 | 13 | 420 | 284 | 13.3 | 4.4 | 748.099 | 28.492 | 4555.588 | 4384.463 | 1.1471 | 1147.1014 | 174570.1446
8 | 31 | 14 | 406 | 256 | 11.7 | 7.2 | 644.495 | 21.568 | 4050.718 | 3898.957 | 1.1584 | 1158.4234 | 176293.1774
8 | 31 | 15 | 232 | 258 | 13.3 | 6.7 | 439.463 | 20.161 | 2772.053 | 2663.937 | 1.1781 | 1178.1392 | 179293.5986
8 | 31 | 16 | 164 | 189 | 11.7 | 4.4 | 278.744 | 16.934 | 1766.812 | 1687.575 | 1.2013 | 1201.282 | 182815.5555
8 | 31 | 17 | 28 | 117 | 9.4 | 3.9 | 116.902 | 11.022 | 761.661 | 706.517 | 1.2163 | 1216.2794 | 185097.9096
8 | 31 | 18 | 0 | 44 | 8.8 | 2.2 | 37.854 | 8.176 | 252.926 | 208.153 | 1.188 | 1188.0044 | 180794.9237
8 | 31 | 19 | 0 | 7 | 8.1 | 1.7 | 6.332 | 6.167 | 42.675 | 1.831 | 1.1456 | 1145.6046 | 174342.3632
8 | 31 | 20 | 0 | 0 | 7.4 | 2.2 | 0 | 7.4 | 0 | 0 | 1.1275 | 1127.5385 | 171593.0014
8 | 31 | 21 | 0 | 0 | 7 | 1.7 | 0 | 7 | 0 | 0 | 1.1349 | 1134.9483 | 172720.6458
8 | 31 | 22 | 0 | 0 | 7.1 | 1.4 | 0 | 7.1 | 0 | 0 | 1.0476 | 1047.5695 | 159423.0218
8 | 31 | 23 | 0 | 0 | 7.7 | 1.7 | 0 | 7.7 | 0 | 0 | 0.91386 | 913.8646 | 139075.3159
9 | 1 | 0 | 0 | 0 | 8.7 | 4.4 | 0 | 8.7 | 0 | 0 | 0.72566 | 725.6624 | 110433.9963
9 | 1 | 1 | 0 | 0 | 9.7 | 4.4 | 0 | 9.7 | 0 | 0 | 0.66897 | 668.9697 | 101806.2874
9 | 1 | 2 | 0 | 0 | 10.4 | 3.6 | 0 | 10.4 | 0 | 0 | 0.63895 | 638.9467 | 97237.2881
9 | 1 | 3 | 0 | 0 | 10.7 | 5 | 0 | 10.7 | 0 | 0 | 0.62511 | 625.1096 | 95131.5044
9 | 1 | 4 | 0 | 0 | 10.6 | 4.4 | 0 | 10.6 | 0 | 0 | 0.62777 | 627.7692 | 95536.2484
9 | 1 | 5 | 0 | 4 | 10.5 | 5 | 3.618 | 9.167 | 24.07 | 0 | 0.66764 | 667.6353 | 101603.2227
9 | 1 | 6 | 0 | 31 | 10.6 | 5.8 | 26.871 | 9.805 | 178.265 | 134.911 | 0.77298 | 772.9773 | 117634.5592
9 | 1 | 7 | 124 | 104 | 11.1 | 6.7 | 132.907 | 12.166 | 826.073 | 769.529 | 0.87811 | 878.1074 | 133633.6516
9 | 1 | 8 | 96 | 191 | 12.8 | 6.7 | 233.85 | 15.675 | 1494.721 | 1422.478 | 0.92309 | 923.0891 | 140479.1271
9 | 1 | 9 | 146 | 243 | 13.3 | 6.4 | 356.14 | 18.464 | 2264.538 | 2171.6 | 0.9799 | 979.8988 | 149124.6398
9 | 1 | 10 | 376 | 259 | 13.9 | 6.7 | 614.484 | 23.327 | 3829.651 | 3685.989 | 1.0243 | 1024.3024 | 155882.1499
9 | 1 | 11 | 692 | 184 | 17.8 | 7.2 | 904.239 | 31.688 | 5421.628 | 5214.476 | 1.0555 | 1055.5123 | 160631.7886
9 | 1 | 12 | 828 | 121 | 18.3 | 7.5 | 990.506 | 33.45 | 5889.381 | 5661.293 | 1.0657 | 1065.7314 | 162186.9634
9 | 1 | 13 | 728 | 155 | 19.4 | 7.2 | 914.081 | 33.848 | 5423.552 | 5216.315 | 1.0667 | 1066.7343 | 162339.5933
9 | 1 | 14 | 778 | 117 | 19.4 | 6.7 | 838.347 | 33.198 | 4983.018 | 4794.555 | 1.0655 | 1065.4753 | 162147.981
9 | 1 | 15 | 846 | 77 | 18.9 | 3.9 | 716.533 | 34.81 | 4194.563 | 4037.407 | 1.0769 | 1076.9086 | 163887.9544
9 | 1 | 16 | 804 | 60 | 19.4 | 2.2 | 506.502 | 32.995 | 2905.912 | 2793.591 | 1.1059 | 1105.9034 | 168300.481
9 | 1 | 17 | 594 | 86 | 18.9 | 0.8 | 277.703 | 28.652 | 1498.561 | 1426.222 | 1.1294 | 1129.3768 | 171872.7499
9 | 1 | 18 | 366 | 65 | 15 | 2.8 | 80.11 | 16.021 | 415.618 | 367.661 | 1.109 | 1108.9816 | 168768.9403
9 | 1 | 19 | 0 | 24 | 13.9 | 4.4 | 21.708 | 13.03 | 141.979 | 99.305 | 1.1125 | 1112.4677 | 169299.4722
9 | 1 | 20 | 0 | 0 | 12.2 | 5 | 0 | 12.2 | 0 | 0 | 1.1422 | 1142.2377 | 173829.9813
9 | 1 | 21 | 0 | 0 | 10.6 | 3.1 | 0 | 10.6 | 0 | 0 | 1.077 | 1077.023 | 163905.3654
9 | 1 | 22 | 0 | 0 | 11.7 | 3.9 | 0 | 11.7 | 0 | 0 | 0.95068 | 950.6785 | 144677.7788
9 | 1 | 23 | 0 | 0 | 11.1 | 6.7 | 0 | 11.1 | 0 | 0 | 0.82036 | 820.359 | 124845.2834
9 | 2 | 0 | 0 | 0 | 11.1 | 0 | 0 | 11.1 | 0 | 0 | 0.72566 | 725.6624 | 110433.9963
9 | 2 | 1 | 0 | 0 | 7.2 | 4.4 | 0 | 7.2 | 0 | 0 | 0.66897 | 668.9697 | 101806.2874
9 | 2 | 2 | 0 | 0 | 8.3 | 1.7 | 0 | 8.3 | 0 | 0 | 0.63895 | 638.9467 | 97237.2881
9 | 2 | 3 | 0 | 0 | 7.8 | 1.7 | 0 | 7.8 | 0 | 0 | 0.62511 | 625.1096 | 95131.5044
9 | 2 | 4 | 0 | 0 | 7.2 | 0.8 | 0 | 7.2 | 0 | 0 | 0.62777 | 627.7692 | 95536.2484
9 | 2 | 5 | 0 | 7 | 7.2 | 1.7 | 6.332 | 5.183 | 42.857 | 2.009 | 0.66764 | 667.6353 | 101603.2227
9 | 2 | 6 | 31 | 32 | 8.9 | 2.2 | 28.471 | 7.633 | 185.981 | 142.481 | 0.77298 | 772.9773 | 117634.5592
9 | 2 | 7 | 0 | 38 | 10.6 | 5 | 33.257 | 9.89 | 220.549 | 176.395 | 0.87811 | 878.1074 | 133633.6516
9 | 2 | 8 | 0 | 81 | 14.4 | 6.7 | 71.369 | 14.488 | 463.752 | 414.83 | 0.92309 | 923.0891 | 140479.1271
9 | 2 | 9 | 0 | 139 | 16.1 | 7.2 | 125.216 | 17.098 | 804.136 | 748.071 | 0.9799 | 979.8988 | 149124.6398
9 | 2 | 10 | 0 | 156 | 16.7 | 7.2 | 141.083 | 18.012 | 902.273 | 844.046 | 1.0243 | 1024.3024 | 155882.1499
9 | 2 | 11 | 0 | 135 | 15 | 6.7 | 120.935 | 16.039 | 780.369 | 724.82 | 1.0555 | 1055.5123 | 160631.7886
9 | 2 | 12 | 0 | 89 | 11.7 | 5.3 | 78.435 | 12.033 | 515.271 | 465.303 | 1.0657 | 1065.7314 | 162186.9634
9 | 2 | 13 | 0 | 87 | 11.7 | 5.8 | 76.646 | 11.92 | 503.769 | 454.036 | 1.0667 | 1066.7343 | 162339.5933
9 | 2 | 14 | 0 | 126 | 11.7 | 5.8 | 112.514 | 12.565 | 737.403 | 682.781 | 1.0655 | 1065.4753 | 162147.981
9 | 2 | 15 | 1 | 173 | 11.7 | 3.1 | 158.912 | 14.102 | 1034.331 | 973.124 | 1.0769 | 1076.9086 | 163887.9544
9 | 2 | 16 | 0 | 133 | 12.8 | 2.2 | 120.216 | 14.616 | 780.708 | 725.152 | 1.1059 | 1105.9034 | 168300.481
9 | 2 | 17 | 19 | 104 | 12.8 | 0 | 99.114 | 15.364 | 634.949 | 582.503 | 1.1294 | 1129.3768 | 171872.7499
9 | 2 | 18 | 211 | 52 | 12.2 | 0 | 58.503 | 12.567 | 326.019 | 279.831 | 1.109 | 1108.9816 | 168768.9403
9 | 2 | 19 | 0 | 22 | 11.7 | 2.8 | 19.899 | 10.526 | 131.598 | 89.117 | 1.1125 | 1112.4677 | 169299.4722
9 | 2 | 20 | 0 | 0 | 11.1 | 0 | 0 | 11.1 | 0 | 0 | 1.1422 | 1142.2377 | 173829.9813
9 | 2 | 21 | 0 | 0 | 9.4 | 0 | 0 | 9.4 | 0 | 0 | 1.077 | 1077.023 | 163905.3654
9 | 2 | 22 | 0 | 0 | 7.8 | 1.4 | 0 | 7.8 | 0 | 0 | 0.95068 | 950.6785 | 144677.7788
9 | 2 | 23 | 0 | 0 | 8.3 | 3.6 | 0 | 8.3 | 0 | 0 | 0.82036 | 820.359 | 124845.2834
9 | 3 | 0 | 0 | 0 | 7.2 | 2.8 | 0 | 7.2 | 0 | 0 | 0.72566 | 725.6624 | 110433.9963
9 | 3 | 1 | 0 | 0 | 7.2 | 3.1 | 0 | 7.2 | 0 | 0 | 0.66897 | 668.9697 | 101806.2874
9 | 3 | 2 | 0 | 0 | 6.1 | 3.6 | 0 | 6.1 | 0 | 0 | 0.63895 | 638.9467 | 97237.2881
9 | 3 | 3 | 0 | 0 | 5.6 | 3.1 | 0 | 5.6 | 0 | 0 | 0.62511 | 625.1096 | 95131.5044
9 | 3 | 4 | 0 | 0 | 5 | 4.4 | 0 | 5 | 0 | 0 | 0.62777 | 627.7692 | 95536.2484
9 | 3 | 5 | 0 | 9 | 3.9 | 2.2 | 8.141 | 2.041 | 55.846 | 14.761 | 0.66764 | 667.6353 | 101603.2227
9 | 3 | 6 | 245 | 39 | 7.8 | 2.8 | 39.257 | 6.908 | 227.074 | 182.796 | 0.77298 | 772.9773 | 117634.5592
9 | 3 | 7 | 633 | 43 | 10 | 3.1 | 223.934 | 13.773 | 1223.603 | 1157.98 | 0.87811 | 878.1074 | 133633.6516
9 | 3 | 8 | 709 | 92 | 11.7 | 1.4 | 470.364 | 24.509 | 2800.166 | 2691.174 | 0.92309 | 923.0891 | 140479.1271
9 | 3 | 9 | 711 | 111 | 14.4 | 1.4 | 644.65 | 33.031 | 3802.537 | 3659.853 | 0.9799 | 979.8988 | 149124.6398
9 | 3 | 10 | 826 | 96 | 16.1 | 0.8 | 840.714 | 43.597 | 4740.331 | 4561.818 | 1.0243 | 1024.3024 | 155882.1499
9 | 3 | 11 | 891 | 98 | 18.3 | 0.8 | 981.173 | 50.4 | 5348.426 | 5144.457 | 1.0555 | 1055.5123 | 160631.7886
9 | 3 | 12 | 916 | 83 | 20.6 | 3.6 | 1021.428 | 43.739 | 5767.331 | 5544.806 | 1.0657 | 1065.7314 | 162186.9634
9 | 3 | 13 | 903 | 82 | 20.6 | 3.1 | 981.1 | 44.069 | 5529.099 | 5317.229 | 1.0667 | 1066.7343 | 162339.5933
9 | 3 | 14 | 859 | 81 | 20.6 | 2.2 | 857.229 | 43.534 | 4836.749 | 4654.317 | 1.0655 | 1065.4753 | 162147.981
9 | 3 | 15 | 802 | 83 | 21.7 | 3.6 | 693.426 | 37.54 | 4004.259 | 3854.219 | 1.0769 | 1076.9086 | 163887.9544
9 | 3 | 16 | 753 | 79 | 20 | 1.4 | 498.909 | 35.256 | 2833.617 | 2723.577 | 1.1059 | 1105.9034 | 168300.481
9 | 3 | 17 | 639 | 82 | 20.6 | 2.2 | 284.168 | 27.876 | 1526.135 | 1453.102 | 1.1294 | 1129.3768 | 171872.7499
9 | 3 | 18 | 388 | 51 | 15.6 | 1.7 | 69.598 | 16.662 | 347.92 | 301.304 | 1.109 | 1108.9816 | 168768.9403
9 | 3 | 19 | 0 | 13 | 11.1 | 1.7 | 11.759 | 9.522 | 78.106 | 36.614 | 1.1125 | 1112.4677 | 169299.4722
9 | 3 | 20 | 0 | 0 | 10 | 3.1 | 0 | 10 | 0 | 0 | 1.1422 | 1142.2377 | 173829.9813
9 | 3 | 21 | 0 | 0 | 9.4 | 3.6 | 0 | 9.4 | 0 | 0 | 1.077 | 1077.023 | 163905.3654
9 | 3 | 22 | 0 | 0 | 8.9 | 0.8 | 0 | 8.9 | 0 | 0 | 0.95068 | 950.6785 | 144677.7788
9 | 3 | 23 | 0 | 0 | 8.3 | 1.4 | 0 | 8.3 | 0 | 0 | 0.82036 | 820.359 | 124845.2834
9 | 4 | 0 | 0 | 0 | 7.2 | 2.8 | 0 | 7.2 | 0 | 0 | 0.72566 | 725.6624 | 110433.9963
9 | 4 | 1 | 0 | 0 | 5.6 | 3.6 | 0 | 5.6 | 0 | 0 | 0.66897 | 668.9697 | 101806.2874
9 | 4 | 2 | 0 | 0 | 6.7 | 3.9 | 0 | 6.7 | 0 | 0 | 0.63895 | 638.9467 | 97237.2881
9 | 4 | 3 | 0 | 0 | 5 | 3.6 | 0 | 5 | 0 | 0 | 0.62511 | 625.1096 | 95131.5044
9 | 4 | 4 | 0 | 0 | 6.7 | 4.4 | 0 | 6.7 | 0 | 0 | 0.62777 | 627.7692 | 95536.2484
9 | 4 | 5 | 0 | 8 | 6.1 | 3.9 | 7.236 | 4.588 | 49.104 | 8.142 | 0.66764 | 667.6353 | 101603.2227
9 | 4 | 6 | 205 | 34 | 6.7 | 3.9 | 33.974 | 5.793 | 199.006 | 155.26 | 0.77298 | 772.9773 | 117634.5592
9 | 4 | 7 | 338 | 79 | 8.9 | 3.6 | 175.681 | 11.36 | 1029.995 | 968.887 | 0.87811 | 878.1074 | 133633.6516
9 | 4 | 8 | 704 | 93 | 13.9 | 3.1 | 468.906 | 23.872 | 2800.118 | 2691.128 | 0.92309 | 923.0891 | 140479.1271
9 | 4 | 9 | 852 | 77 | 18.3 | 5.3 | 703.581 | 31.056 | 4185.919 | 4029.091 | 0.9799 | 979.8988 | 149124.6398
9 | 4 | 10 | 899 | 69 | 20 | 5.3 | 863.659 | 36.112 | 5056.688 | 4865.149 | 1.0243 | 1024.3024 | 155882.1499
9 | 4 | 11 | 889 | 83 | 22.8 | 8.6 | 961.038 | 36.273 | 5633.569 | 5417.06 | 1.0555 | 1055.5123 | 160631.7886
9 | 4 | 12 | 884 | 90 | 23.9 | 10.3 | 997.109 | 36.397 | 5843.029 | 5617.063 | 1.0657 | 1065.7314 | 162186.9634
9 | 4 | 13 | 872 | 89 | 25 | 8.1 | 958.315 | 39.114 | 5538.805 | 5326.506 | 1.0667 | 1066.7343 | 162339.5933
9 | 4 | 14 | 852 | 82 | 24.4 | 6.7 | 850.843 | 38.508 | 4924.733 | 4738.686 | 1.0655 | 1065.4753 | 162147.981
9 | 4 | 15 | 790 | 83 | 24.4 | 6.4 | 683.036 | 35.968 | 3974.619 | 3825.672 | 1.0769 | 1076.9086 | 163887.9544
9 | 4 | 16 | 761 | 62 | 24.4 | 5.3 | 482.665 | 33.4 | 2760.479 | 2652.723 | 1.1059 | 1105.9034 | 168300.481
9 | 4 | 17 | 666 | 46 | 22.8 | 5.8 | 254.818 | 26.933 | 1342.469 | 1273.987 | 1.1294 | 1129.3768 | 171872.7499
9 | 4 | 18 | 233 | 39 | 17.2 | 3.6 | 47.154 | 17.309 | 245.044 | 200.422 | 1.109 | 1108.9816 | 168768.9403
9 | 4 | 19 | 0 | 7 | 15.6 | 5 | 6.332 | 14.455 | 41.148 | 0.331 | 1.1125 | 1112.4677 | 169299.4722
9 | 4 | 20 | 0 | 0 | 13.9 | 5 | 0 | 13.9 | 0 | 0 | 1.1422 | 1142.2377 | 173829.9813
9 | 4 | 21 | 0 | 0 | 13.9 | 5.3 | 0 | 13.9 | 0 | 0 | 1.077 | 1077.023 | 163905.3654
9 | 4 | 22 | 0 | 0 | 13.3 | 4.4 | 0 | 13.3 | 0 | 0 | 0.95068 | 950.6785 | 144677.7788
9 | 4 | 23 | 0 | 0 | 12.8 | 5.8 | 0 | 12.8 | 0 | 0 | 0.82036 | 820.359 | 124845.2834
9 | 5 | 0 | 0 | 0 | 10 | 3.9 | 0 | 10 | 0 | 0 | 0.72566 | 725.6624 | 110433.9963
9 | 5 | 1 | 0 | 0 | 9.4 | 3.6 | 0 | 9.4 | 0 | 0 | 0.66897 | 668.9697 | 101806.2874
9 | 5 | 2 | 0 | 0 | 9.4 | 3.1 | 0 | 9.4 | 0 | 0 | 0.63895 | 638.9467 | 97237.2881
9 | 5 | 3 | 0 | 0 | 6.7 | 3.6 | 0 | 6.7 | 0 | 0 | 0.62511 | 625.1096 | 95131.5044
9 | 5 | 4 | 0 | 0 | 6.7 | 3.9 | 0 | 6.7 | 0 | 0 | 0.62777 | 627.7692 | 95536.2484
9 | 5 | 5 | 0 | 12 | 5 | 1.7 | 10.854 | 3.014 | 74.153 | 32.734 | 0.66764 | 667.6353 | 101603.2227
9 | 5 | 6 | 229 | 63 | 7.8 | 3.1 | 56.316 | 7.373 | 344.442 | 297.894 | 0.77298 | 772.9773 | 117634.5592
9 | 5 | 7 | 580 | 83 | 11.7 | 2.2 | 247.941 | 16.593 | 1381.93 | 1312.483 | 0.87811 | 878.1074 | 133633.6516
9 | 5 | 8 | 708 | 91 | 18.3 | 3.1 | 468.849 | 28.424 | 2739.353 | 2632.252 | 0.92309 | 923.0891 | 140479.1271
9 | 5 | 9 | 839 | 69 | 21.7 | 3.6 | 679.853 | 36.429 | 3938.648 | 3791.022 | 0.9799 | 979.8988 | 149124.6398
9 | 5 | 10 | 870 | 74 | 23.9 | 6.4 | 844.377 | 37.973 | 4898.203 | 4713.25 | 1.0243 | 1024.3024 | 155882.1499
9 | 5 | 11 | 864 | 89 | 25 | 6.7 | 943.686 | 40.506 | 5415.615 | 5208.725 | 1.0555 | 1055.5123 | 160631.7886
9 | 5 | 12 | 860 | 96 | 26.1 | 6.4 | 979.539 | 42.776 | 5558.213 | 5345.055 | 1.0657 | 1065.7314 | 162186.9634
9 | 5 | 13 | 847 | 106 | 27.8 | 6.7 | 963.22 | 43.809 | 5435.56 | 5227.799 | 1.0667 | 1066.7343 | 162339.5933
9 | 5 | 14 | 678 | 156 | 28.3 | 8.1 | 794.762 | 40.037 | 4565.898 | 4394.365 | 1.0655 | 1065.4753 | 162147.981
9 | 5 | 15 | 452 | 186 | 28.3 | 6.7 | 545.466 | 37.276 | 3161.426 | 3040.839 | 1.0769 | 1076.9086 | 163887.9544
9 | 5 | 16 | 393 | 138 | 27.8 | 3.6 | 363.254 | 35.769 | 2078.479 | 1990.801 | 1.1059 | 1105.9034 | 168300.481
9 | 5 | 17 | 325 | 87 | 24.4 | 2.2 | 189.198 | 28.841 | 1042.731 | 981.331 | 1.1294 | 1129.3768 | 171872.7499
9 | 5 | 18 | 243 | 43 | 20.6 | 3.6 | 50.272 | 20.692 | 261.078 | 216.148 | 1.109 | 1108.9816 | 168768.9403
9 | 5 | 19 | 0 | 10 | 20.6 | 2.8 | 9.045 | 19.329 | 57.5 | 16.385 | 1.1125 | 1112.4677 | 169299.4722
9 | 5 | 20 | 0 | 0 | 17.2 | 1.4 | 0 | 17.2 | 0 | 0 | 1.1422 | 1142.2377 | 173829.9813
9 | 5 | 21 | 0 | 0 | 14.4 | 5 | 0 | 14.4 | 0 | 0 | 1.077 | 1077.023 | 163905.3654
9 | 5 | 22 | 0 | 0 | 13.9 | 5 | 0 | 13.9 | 0 | 0 | 0.95068 | 950.6785 | 144677.7788
9 | 5 | 23 | 0 | 0 | 11.7 | 4.4 | 0 | 11.7 | 0 | 0 | 0.82036 | 820.359 | 124845.2834
9 | 6 | 0 | 0 | 0 | 9.4 | 4.4 | 0 | 9.4 | 0 | 0 | 0.72566 | 725.6624 | 110433.9963
9 | 6 | 1 | 0 | 0 | 8.3 | 4.4 | 0 | 8.3 | 0 | 0 | 0.66897 | 668.9697 | 101806.2874
9 | 6 | 2 | 0 | 0 | 7.2 | 1.7 | 0 | 7.2 | 0 | 0 | 0.63895 | 638.9467 | 97237.2881
9 | 6 | 3 | 0 | 0 | 7.8 | 3.1 | 0 | 7.8 | 0 | 0 | 0.62511 | 625.1096 | 95131.5044
9 | 6 | 4 | 0 | 0 | 7.8 | 2.8 | 0 | 7.8 | 0 | 0 | 0.62777 | 627.7692 | 95536.2484
9 | 6 | 5 | 0 | 5 | 7.2 | 1.7 | 4.523 | 5.078 | 30.626 | 0 | 0.66764 | 667.6353 | 101603.2227
9 | 6 | 6 | 118 | 26 | 8.3 | 2.2 | 24.973 | 6.92 | 150.917 | 108.076 | 0.77298 | 772.9773 | 117634.5592
9 | 6 | 7 | 4 | 81 | 10 | 4.4 | 73.368 | 10.068 | 484.659 | 435.314 | 0.87811 | 878.1074 | 133633.6516
9 | 6 | 8 | 0 | 108 | 11.1 | 3.6 | 96.844 | 11.841 | 636.747 | 584.262 | 0.92309 | 923.0891 | 140479.1271
9 | 6 | 9 | 0 | 135 | 11.7 | 5.3 | 121.76 | 12.821 | 797.098 | 741.185 | 0.9799 | 979.8988 | 149124.6398
9 | 6 | 10 | 0 | 110 | 12.2 | 5.3 | 97.651 | 12.906 | 639.024 | 586.492 | 1.0243 | 1024.3024 | 155882.1499
9 | 6 | 11 | 0 | 110 | 12.8 | 6.4 | 97.598 | 13.397 | 637.283 | 584.788 | 1.0555 | 1055.5123 | 160631.7886
9 | 6 | 12 | 0 | 133 | 12.2 | 6.7 | 119.168 | 13.13 | 779.053 | 723.532 | 1.0657 | 1065.7314 | 162186.9634
9 | 6 | 13 | 0 | 162 | 11.7 | 5.3 | 146.987 | 13.336 | 960.037 | 900.517 | 1.0667 | 1066.7343 | 162339.5933
9 | 6 | 14 | 0 | 134 | 11.1 | 3.6 | 120.27 | 12.562 | 788.246 | 732.526 | 1.0655 | 1065.4753 | 162147.981
9 | 6 | 15 | 0 | 66 | 10 | 4.4 | 57.965 | 9.928 | 384.342 | 337.007 | 1.0769 | 1076.9086 | 163887.9544
9 | 6 | 16 | 0 | 52 | 9.4 | 5 | 45.583 | 8.97 | 303.514 | 257.764 | 1.1059 | 1105.9034 | 168300.481
9 | 6 | 17 | 38 | 90 | 8.9 | 3.1 | 94.563 | 9.524 | 614.279 | 562.265 | 1.1294 | 1129.3768 | 171872.7499
9 | 6 | 18 | 204 | 51 | 8.3 | 2.8 | 53.47 | 8.033 | 309.647 | 263.778 | 1.109 | 1108.9816 | 168768.9403
9 | 6 | 19 | 0 | 14 | 7.8 | 3.1 | 12.663 | 6.412 | 85.26 | 43.637 | 1.1125 | 1112.4677 | 169299.4722
9 | 6 | 20 | 0 | 0 | 8.3 | 3.9 | 0 | 8.3 | 0 | 0 | 1.1422 | 1142.2377 | 173829.9813
9 | 6 | 21 | 0 | 0 | 5.6 | 2.8 | 0 | 5.6 | 0 | 0 | 1.077 | 1077.023 | 163905.3654
9 | 6 | 22 | 0 | 0 | 6.1 | 5 | 0 | 6.1 | 0 | 0 | 0.95068 | 950.6785 | 144677.7788
9 | 6 | 23 | 0 | 0 | 7.2 | 7.5 | 0 | 7.2 | 0 | 0 | 0.82036 | 820.359 | 124845.2834
9 | 7 | 0 | 0 | 0 | 6.1 | 5.8 | 0 | 6.1 | 0 | 0 | 0.72566 | 725.6624 | 110433.9963
9 | 7 | 1 | 0 | 0 | 5 | 4.4 | 0 | 5 | 0 | 0 | 0.66897 | 668.9697 | 101806.2874
9 | 7 | 2 | 0 | 0 | 4.4 | 3.9 | 0 | 4.4 | 0 | 0 | 0.63895 | 638.9467 | 97237.2881
9 | 7 | 3 | 0 | 0 | 2.8 | 3.1 | 0 | 2.8 | 0 | 0 | 0.62511 | 625.1096 | 95131.5044
9 | 7 | 4 | 0 | 0 | 2.2 | 2.8 | 0 | 2.2 | 0 | 0 | 0.62777 | 627.7692 | 95536.2484
9 | 7 | 5 | 0 | 8 | 2.2 | 3.6 | 7.236 | 0.586 | 49.947 | 8.97 | 0.66764 | 667.6353 | 101603.2227
9 | 7 | 6 | 289 | 39 | 3.9 | 3.6 | 40.125 | 3.07 | 232.727 | 188.34 | 0.77298 | 772.9773 | 117634.5592
9 | 7 | 7 | 643 | 42 | 7.8 | 4.4 | 225.247 | 11.096 | 1242.383 | 1176.313 | 0.87811 | 878.1074 | 133633.6516
9 | 7 | 8 | 793 | 62 | 11.7 | 4.4 | 479.442 | 20.735 | 2891.881 | 2780.004 | 0.92309 | 923.0891 | 140479.1271
9 | 7 | 9 | 847 | 76 | 13.9 | 4.4 | 698.471 | 27.992 | 4216.64 | 4058.648 | 0.9799 | 979.8988 | 149124.6398
9 | 7 | 10 | 733 | 139 | 15.6 | 3.6 | 813.543 | 33.848 | 4818.026 | 4636.358 | 1.0243 | 1024.3024 | 155882.1499
9 | 7 | 11 | 337 | 290 | 16.7 | 4.4 | 656.915 | 30.565 | 3960.431 | 3812.006 | 1.0555 | 1055.5123 | 160631.7886
9 | 7 | 12 | 283 | 338 | 18.3 | 6.4 | 672.96 | 29.395 | 4080.744 | 3927.866 | 1.0657 | 1065.7314 | 162186.9634
9 | 7 | 13 | 772 | 153 | 18.3 | 5.3 | 949.303 | 35.954 | 5573.922 | 5360.067 | 1.0667 | 1066.7343 | 162339.5933
9 | 7 | 14 | 896 | 65 | 18.3 | 6.7 | 864.03 | 32.548 | 5149.47 | 4954.022 | 1.0655 | 1065.4753 | 162147.981
9 | 7 | 15 | 838 | 71 | 18.9 | 5.8 | 692.981 | 31.339 | 4121.125 | 3966.736 | 1.0769 | 1076.9086 | 163887.9544
9 | 7 | 16 | 772 | 60 | 18.3 | 5.3 | 480.199 | 27.196 | 2823.132 | 2713.422 | 1.1059 | 1105.9034 | 168300.481
9 | 7 | 17 | 574 | 52 | 17.8 | 3.1 | 228.078 | 22.85 | 1228.253 | 1162.52 | 1.1294 | 1129.3768 | 171872.7499
9 | 7 | 18 | 285 | 39 | 14.4 | 2.2 | 47.008 | 14.495 | 243.854 | 199.255 | 1.109 | 1108.9816 | 168768.9403
9 | 7 | 19 | 0 | 11 | 13.9 | 3.6 | 9.95 | 12.6 | 65.199 | 23.943 | 1.1125 | 1112.4677 | 169299.4722
9 | 7 | 20 | 0 | 0 | 9.4 | 1.7 | 0 | 9.4 | 0 | 0 | 1.1422 | 1142.2377 | 173829.9813
9 | 7 | 21 | 0 | 0 | 8.3 | 0 | 0 | 8.3 | 0 | 0 | 1.077 | 1077.023 | 163905.3654
9 | 7 | 22 | 0 | 0 | 6.7 | 1.7 | 0 | 6.7 | 0 | 0 | 0.95068 | 950.6785 | 144677.7788
9 | 7 | 23 | 0 | 0 | 6.7 | 2.8 | 0 | 6.7 | 0 | 0 | 0.82036 | 820.359 | 124845.2834
9 | 8 | 0 | 0 | 0 | 7.8 | 2.2 | 0 | 7.8 | 0 | 0 | 0.72566 | 725.6624 | 110433.9963
9 | 8 | 1 | 0 | 0 | 7.8 | 2.8 | 0 | 7.8 | 0 | 0 | 0.66897 | 668.9697 | 101806.2874
9 | 8 | 2 | 0 | 0 | 7.8 | 2.8 | 0 | 7.8 | 0 | 0 | 0.63895 | 638.9467 | 97237.2881
9 | 8 | 3 | 0 | 0 | 7.8 | 2.8 | 0 | 7.8 | 0 | 0 | 0.62511 | 625.1096 | 95131.5044
9 | 8 | 4 | 0 | 0 | 8.3 | 3.1 | 0 | 8.3 | 0 | 0 | 0.62777 | 627.7692 | 95536.2484
9 | 8 | 5 | 0 | 3 | 10 | 3.9 | 0 | 10 | 0 | 0 | 0.66764 | 667.6353 | 101603.2227
9 | 8 | 6 | 9 | 24 | 8.3 | 0.8 | 21.164 | 6.263 | 141.233 | 98.572 | 0.77298 | 772.9773 | 117634.5592
9 | 8 | 7 | 0 | 60 | 10 | 3.6 | 52.979 | 9.578 | 351.826 | 305.133 | 0.87811 | 878.1074 | 133633.6516
9 | 8 | 8 | 0 | 97 | 13.3 | 2.2 | 86.572 | 13.857 | 564.131 | 513.159 | 0.92309 | 923.0891 | 140479.1271
9 | 8 | 9 | 0 | 140 | 14.4 | 0 | 126.832 | 17.791 | 811.949 | 755.713 | 0.9799 | 979.8988 | 149124.6398
9 | 8 | 10 | 124 | 257 | 17.8 | 4.4 | 382.692 | 24.676 | 2371.466 | 2275.432 | 1.0243 | 1024.3024 | 155882.1499
9 | 8 | 11 | 518 | 229 | 18.3 | 3.9 | 778.986 | 34.629 | 4603.958 | 4430.915 | 1.0555 | 1055.5123 | 160631.7886
9 | 8 | 12 | 477 | 246 | 18.3 | 7.2 | 778.176 | 30.377 | 4696.407 | 4519.666 | 1.0657 | 1065.7314 | 162186.9634
9 | 8 | 13 | 581 | 203 | 17.8 | 6.4 | 812.839 | 31.396 | 4880.567 | 4696.339 | 1.0667 | 1066.7343 | 162339.5933
9 | 8 | 14 | 429 | 231 | 17.8 | 4.4 | 650.417 | 31.533 | 3898.385 | 3752.229 | 1.0655 | 1065.4753 | 162147.981
9 | 8 | 15 | 269 | 219 | 18.3 | 8.1 | 435.717 | 24.338 | 2692.184 | 2586.538 | 1.0769 | 1076.9086 | 163887.9544
9 | 8 | 16 | 129 | 166 | 17.2 | 7.2 | 236.724 | 20.356 | 1476.898 | 1405.1 | 1.1059 | 1105.9034 | 168300.481
9 | 8 | 17 | 0 | 81 | 15.6 | 5.3 | 72.551 | 16.047 | 468.137 | 419.126 | 1.1294 | 1129.3768 | 171872.7499
9 | 8 | 18 | 0 | 28 | 13.9 | 1.7 | 24.26 | 12.764 | 158.857 | 115.867 | 1.109 | 1108.9816 | 168768.9403
9 | 8 | 19 | 0 | 4 | 13.3 | 2.2 | 3.618 | 11.505 | 23.824 | 0 | 1.1125 | 1112.4677 | 169299.4722
9 | 8 | 20 | 0 | 0 | 12.2 | 0.8 | 0 | 12.2 | 0 | 0 | 1.1422 | 1142.2377 | 173829.9813
9 | 8 | 21 | 0 | 0 | 10.6 | 2.2 | 0 | 10.6 | 0 | 0 | 1.077 | 1077.023 | 163905.3654
9 | 8 | 22 | 0 | 0 | 10 | 0.6 | 0 | 10 | 0 | 0 | 0.95068 | 950.6785 | 144677.7788
9 | 8 | 23 | 0 | 0 | 9.4 | 0 | 0 | 9.4 | 0 | 0 | 0.82036 | 820.359 | 124845.2834
9 | 9 | 0 | 0 | 0 | 10 | 0 | 0 | 10 | 0 | 0 | 0.72566 | 725.6624 | 110433.9963
9 | 9 | 1 | 0 | 0 | 10.6 | 4.4 | 0 | 10.6 | 0 | 0 | 0.66897 | 668.9697 | 101806.2874
9 | 9 | 2 | 0 | 0 | 10.6 | 5.3 | 0 | 10.6 | 0 | 0 | 0.63895 | 638.9467 | 97237.2881
9 | 9 | 3 | 0 | 0 | 9.4 | 0 | 0 | 9.4 | 0 | 0 | 0.62511 | 625.1096 | 95131.5044
9 | 9 | 4 | 0 | 0 | 9.4 | 2.2 | 0 | 9.4 | 0 | 0 | 0.62777 | 627.7692 | 95536.2484
9 | 9 | 5 | 0 | 8 | 8.3 | 2.2 | 0 | 8.3 | 0 | 0 | 0.66764 | 667.6353 | 101603.2227
9 | 9 | 6 | 225 | 44 | 7.8 | 1.7 | 44.23 | 6.847 | 260.19 | 215.277 | 0.77298 | 772.9773 | 117634.5592
9 | 9 | 7 | 682 | 40 | 9.4 | 3.1 | 233.541 | 13.417 | 1268.801 | 1202.099 | 0.87811 | 878.1074 | 133633.6516
9 | 9 | 8 | 722 | 99 | 11.1 | 3.1 | 484.091 | 21.601 | 2921.33 | 2808.518 | 0.92309 | 923.0891 | 140479.1271
9 | 9 | 9 | 786 | 92 | 13.3 | 3.9 | 673.352 | 27.663 | 4072.78 | 3920.198 | 0.9799 | 979.8988 | 149124.6398
9 | 9 | 10 | 832 | 89 | 14.4 | 2.8 | 835.985 | 34.695 | 4929.12 | 4742.892 | 1.0243 | 1024.3024 | 155882.1499
9 | 9 | 11 | 743 | 146 | 15.6 | 2.2 | 908.328 | 39.6 | 5236.665 | 5037.506 | 1.0555 | 1055.5123 | 160631.7886
9 | 9 | 12 | 538 | 224 | 16.7 | 3.1 | 813.665 | 36.324 | 4769.737 | 4590.034 | 1.0657 | 1065.7314 | 162186.9634
9 | 9 | 13 | 524 | 219 | 16.7 | 3.1 | 775.64 | 35.244 | 4570.375 | 4398.665 | 1.0667 | 1066.7343 | 162339.5933
9 | 9 | 14 | 687 | 146 | 17.2 | 0.8 | 786.807 | 43.646 | 4436.67 | 4270.214 | 1.0655 | 1065.4753 | 162147.981
9 | 9 | 15 | 621 | 131 | 17.8 | 1.7 | 609.696 | 35.543 | 3556.601 | 3422.624 | 1.0769 | 1076.9086 | 163887.9544
9 | 9 | 16 | 742 | 74 | 17.8 | 1.7 | 475.882 | 31.374 | 2742.82 | 2635.612 | 1.1059 | 1105.9034 | 168300.481
9 | 9 | 17 | 565 | 74 | 15.6 | 0 | 243.611 | 27.375 | 1297.926 | 1230.523 | 1.1294 | 1129.3768 | 171872.7499
9 | 9 | 18 | 174 | 32 | 11.7 | 1.7 | 34.538 | 11.518 | 193.781 | 150.134 | 1.109 | 1108.9816 | 168768.9403
9 | 9 | 19 | 0 | 3 | 8.9 | 2.8 | 2.714 | 7.171 | 18.21 | 0 | 1.1125 | 1112.4677 | 169299.4722
9 | 9 | 20 | 0 | 0 | 10 | 4.4 | 0 | 10 | 0 | 0 | 1.1422 | 1142.2377 | 173829.9813
9 | 9 | 21 | 0 | 0 | 8.9 | 4.4 | 0 | 8.9 | 0 | 0 | 1.077 | 1077.023 | 163905.3654
9 | 9 | 22 | 0 | 0 | 10 | 4.4 | 0 | 10 | 0 | 0 | 0.95068 | 950.6785 | 144677.7788
9 | 9 | 23 | 0 | 0 | 8.9 | 5 | 0 | 8.9 | 0 | 0 | 0.82036 | 820.359 | 124845.2834
9 | 10 | 0 | 0 | 0 | 8.3 | 4.4 | 0 | 8.3 | 0 | 0 | 0.72566 | 725.6624 | 110433.9963
9 | 10 | 1 | 0 | 0 | 7.8 | 3.6 | 0 | 7.8 | 0 | 0 | 0.66897 | 668.9697 | 101806.2874
9 | 10 | 2 | 0 | 0 | 7.8 | 3.1 | 0 | 7.8 | 0 | 0 | 0.63895 | 638.9467 | 97237.2881
9 | 10 | 3 | 0 | 0 | 8.3 | 6.7 | 0 | 8.3 | 0 | 0 | 0.62511 | 625.1096 | 95131.5044
9 | 10 | 4 | 0 | 0 | 8.3 | 6.4 | 0 | 8.3 | 0 | 0 | 0.62777 | 627.7692 | 95536.2484
9 | 10 | 5 | 0 | 4 | 7.8 | 5.8 | 0 | 7.8 | 0 | 0 | 0.66764 | 667.6353 | 101603.2227
9 | 10 | 6 | 128 | 26 | 7.8 | 5.3 | 26.795 | 6.926 | 157.124 | 114.167 | 0.77298 | 772.9773 | 117634.5592
9 | 10 | 7 | 210 | 83 | 9.4 | 5.8 | 141.485 | 10.698 | 855.122 | 797.939 | 0.87811 | 878.1074 | 133633.6516
9 | 10 | 8 | 298 | 133 | 10.6 | 6.7 | 292.871 | 14.439 | 1850.478 | 1769.02 | 0.92309 | 923.0891 | 140479.1271
9 | 10 | 9 | 187 | 223 | 12.8 | 6.4 | 367.777 | 18.228 | 2338.67 | 2243.591 | 0.9799 | 979.8988 | 149124.6398
9 | 10 | 10 | 293 | 241 | 14.4 | 6.7 | 526.042 | 22.387 | 3292.956 | 3167.994 | 1.0243 | 1024.3024 | 155882.1499
9 | 10 | 11 | 282 | 278 | 18.3 | 6.7 | 591.366 | 27.586 | 3616.498 | 3480.426 | 1.0555 | 1055.5123 | 160631.7886
9 | 10 | 12 | 296 | 297 | 18.9 | 7.2 | 638.874 | 28.594 | 3888.88 | 3743.071 | 1.0657 | 1065.7314 | 162186.9634
9 | 10 | 13 | 357 | 281 | 18.9 | 6.7 | 667.695 | 29.577 | 4044.575 | 3893.042 | 1.0667 | 1066.7343 | 162339.5933
9 | 10 | 14 | 680 | 153 | 20 | 7.2 | 787.161 | 32.124 | 4701.984 | 4525.019 | 1.0655 | 1065.4753 | 162147.981
9 | 10 | 15 | 764 | 118 | 20 | 7.2 | 695.971 | 30.81 | 4151.299 | 3995.777 | 1.0769 | 1076.9086 | 163887.9544
9 | 10 | 16 | 718 | 92 | 20 | 5 | 482.165 | 29.289 | 2810.964 | 2701.634 | 1.1059 | 1105.9034 | 168300.481
9 | 10 | 17 | 487 | 68 | 17.8 | 2.8 | 214.197 | 22.721 | 1168.729 | 1104.404 | 1.1294 | 1129.3768 | 171872.7499
9 | 10 | 18 | 182 | 28 | 16.1 | 2.8 | 31.518 | 15.744 | 168.819 | 125.642 | 1.109 | 1108.9816 | 168768.9403
9 | 10 | 19 | 0 | 4 | 12.8 | 2.2 | 0 | 12.8 | 0 | 0 | 1.1125 | 1112.4677 | 169299.4722
9 | 10 | 20 | 0 | 0 | 11.1 | 2.2 | 0 | 11.1 | 0 | 0 | 1.1422 | 1142.2377 | 173829.9813
9 | 10 | 21 | 0 | 0 | 11.7 | 0 | 0 | 11.7 | 0 | 0 | 1.077 | 1077.023 | 163905.3654
9 | 10 | 22 | 0 | 0 | 10.6 | 0 | 0 | 10.6 | 0 | 0 | 0.95068 | 950.6785 | 144677.7788
9 | 10 | 23 | 0 | 0 | 8.9 | 0 | 0 | 8.9 | 0 | 0 | 0.82036 | 820.359 | 124845.2834
9 | 11 | 0 | 0 | 0 | 8.9 | 0 | 0 | 8.9 | 0 | 0 | 0.72566 | 725.6624 | 110433.9963
9 | 11 | 1 | 0 | 0 | 9.4 | 1.7 | 0 | 9.4 | 0 | 0 | 0.66897 | 668.9697 | 101806.2874
9 | 11 | 2 | 0 | 0 | 11.7 | 1.7 | 0 | 11.7 | 0 | 0 | 0.63895 | 638.9467 | 97237.2881
9 | 11 | 3 | 0 | 0 | 11.1 | 0.8 | 0 | 11.1 | 0 | 0 | 0.62511 | 625.1096 | 95131.5044
9 | 11 | 4 | 0 | 0 | 12.2 | 5.3 | 0 | 12.2 | 0 | 0 | 0.62777 | 627.7692 | 95536.2484
9 | 11 | 5 | 0 | 2 | 11.1 | 3.6 | 0 | 11.1 | 0 | 0 | 0.66764 | 667.6353 | 101603.2227
9 | 11 | 6 | 0 | 20 | 10.6 | 2.2 | 17.51 | 9.153 | 116.495 | 74.295 | 0.77298 | 772.9773 | 117634.5592
9 | 11 | 7 | 0 | 48 | 10.6 | 3.9 | 42.098 | 9.946 | 279.113 | 233.836 | 0.87811 | 878.1074 | 133633.6516
9 | 11 | 8 | 0 | 101 | 11.1 | 5 | 90.684 | 11.551 | 597.009 | 545.355 | 0.92309 | 923.0891 | 140479.1271
9 | 11 | 9 | 2 | 169 | 11.7 | 3.9 | 157.597 | 13.838 | 1026.91 | 965.872 | 0.9799 | 979.8988 | 149124.6398
9 | 11 | 10 | 10 | 228 | 12.2 | 4.4 | 223.74 | 15.733 | 1445.585 | 1374.568 | 1.0243 | 1024.3024 | 155882.1499
9 | 11 | 11 | 86 | 309 | 14.4 | 7.2 | 405.155 | 19.968 | 2567.81 | 2465.949 | 1.0555 | 1055.5123 | 160631.7886
9 | 11 | 12 | 104 | 299 | 15.6 | 8.6 | 413.694 | 20.849 | 2611.495 | 2508.313 | 1.0657 | 1065.7314 | 162186.9634
9 | 11 | 13 | 24 | 305 | 15.6 | 7.5 | 319.339 | 19.901 | 2024.669 | 1938.48 | 1.0667 | 1066.7343 | 162339.5933
9 | 11 | 14 | 297 | 235 | 16.7 | 7.5 | 524.414 | 24.084 | 3256.978 | 3133.222 | 1.0655 | 1065.4753 | 162147.981
9 | 11 | 15 | 610 | 141 | 17.2 | 5.3 | 609.258 | 28.259 | 3681.415 | 3543.054 | 1.0769 | 1076.9086 | 163887.9544
9 | 11 | 16 | 531 | 107 | 16.7 | 5.3 | 395.775 | 23.86 | 2375.806 | 2279.645 | 1.1059 | 1105.9034 | 168300.481
9 | 11 | 17 | 244 | 81 | 16.1 | 4.4 | 151.084 | 18.609 | 875.32 | 817.691 | 1.1294 | 1129.3768 | 171872.7499
9 | 11 | 18 | 39 | 29 | 11.1 | 3.1 | 26.707 | 10.371 | 168.825 | 125.648 | 1.109 | 1108.9816 | 168768.9403
9 | 11 | 19 | 0 | 2 | 11.7 | 5.3 | 0 | 11.7 | 0 | 0 | 1.1125 | 1112.4677 | 169299.4722
9 | 11 | 20 | 0 | 0 | 9.4 | 3.6 | 0 | 9.4 | 0 | 0 | 1.1422 | 1142.2377 | 173829.9813
9 | 11 | 21 | 0 | 0 | 5.6 | 2.8 | 0 | 5.6 | 0 | 0 | 1.077 | 1077.023 | 163905.3654
9 | 11 | 22 | 0 | 0 | 7.2 | 2.8 | 0 | 7.2 | 0 | 0 | 0.95068 | 950.6785 | 144677.7788
9 | 11 | 23 | 0 | 0 | 4.4 | 3.6 | 0 | 4.4 | 0 | 0 | 0.82036 | 820.359 | 124845.2834
9 | 12 | 0 | 0 | 0 | 5.6 | 0 | 0 | 5.6 | 0 | 0 | 0.72566 | 725.6624 | 110433.9963
9 | 12 | 1 | 0 | 0 | 5 | 1.7 | 0 | 5 | 0 | 0 | 0.66897 | 668.9697 | 101806.2874
9 | 12 | 2 | 0 | 0 | 6.1 | 0.8 | 0 | 6.1 | 0 | 0 | 0.63895 | 638.9467 | 97237.2881
9 | 12 | 3 | 0 | 0 | 6.1 | 0 | 0 | 6.1 | 0 | 0 | 0.62511 | 625.1096 | 95131.5044
9 | 12 | 4 | 0 | 0 | 6.1 | 0 | 0 | 6.1 | 0 | 0 | 0.62777 | 627.7692 | 95536.2484
9 | 12 | 5 | 0 | 2 | 6.7 | 1.7 | 0 | 6.7 | 0 | 0 | 0.66764 | 667.6353 | 101603.2227
9 | 12 | 6 | 0 | 16 | 6.1 | 2.8 | 13.987 | 4.593 | 94.916 | 53.114 | 0.77298 | 772.9773 | 117634.5592
9 | 12 | 7 | 62 | 77 | 8.3 | 0 | 88.635 | 8.257 | 568.151 | 517.096 | 0.87811 | 878.1074 | 133633.6516
9 | 12 | 8 | 399 | 132 | 12.2 | 1.7 | 351.565 | 20.533 | 2153.311 | 2063.537 | 0.92309 | 923.0891 | 140479.1271
9 | 12 | 9 | 761 | 118 | 15 | 3.6 | 687.121 | 29.74 | 4116.784 | 3962.558 | 0.9799 | 979.8988 | 149124.6398
9 | 12 | 10 | 876 | 77 | 15.6 | 4.4 | 850.175 | 33.214 | 5048.59 | 4857.391 | 1.0243 | 1024.3024 | 155882.1499
9 | 12 | 11 | 908 | 73 | 18.3 | 6.7 | 961.577 | 34.037 | 5698.771 | 5479.34 | 1.0555 | 1055.5123 | 160631.7886
9 | 12 | 12 | 778 | 150 | 18.9 | 6.4 | 973.01 | 35.421 | 5729.167 | 5508.368 | 1.0657 | 1065.7314 | 162186.9634
9 | 12 | 13 | 408 | 262 | 19.4 | 6.7 | 693.984 | 30.893 | 4177.062 | 4020.569 | 1.0667 | 1066.7343 | 162339.5933
9 | 12 | 14 | 156 | 266 | 20 | 7.2 | 423.339 | 26.411 | 2601.71 | 2498.825 | 1.0655 | 1065.4753 | 162147.981
9 | 12 | 15 | 118 | 216 | 18.3 | 6.4 | 313.098 | 23.02 | 1950.017 | 1865.873 | 1.0769 | 1076.9086 | 163887.9544
9 | 12 | 16 | 73 | 153 | 20 | 8.9 | 187.195 | 21.967 | 1163.271 | 1099.075 | 1.1059 | 1105.9034 | 168300.481
9 | 12 | 17 | 6 | 87 | 12.8 | 6.4 | 80.862 | 13.221 | 526.175 | 475.983 | 1.1294 | 1129.3768 | 171872.7499
9 | 12 | 18 | 0 | 21 | 10 | 0 | 18.32 | 7.768 | 122.624 | 80.31 | 1.109 | 1108.9816 | 168768.9403
9 | 12 | 19 | 0 | 2 | 10 | 1.7 | 0 | 10 | 0 | 0 | 1.1125 | 1112.4677 | 169299.4722
9 | 12 | 20 | 0 | 0 | 10.6 | 3.9 | 0 | 10.6 | 0 | 0 | 1.1422 | 1142.2377 | 173829.9813
9 | 12 | 21 | 0 | 0 | 11.1 | 6.7 | 0 | 11.1 | 0 | 0 | 1.077 | 1077.023 | 163905.3654
9 | 12 | 22 | 0 | 0 | 10.6 | 3.1 | 0 | 10.6 | 0 | 0 | 0.95068 | 950.6785 | 144677.7788
9 | 12 | 23 | 0 | 0 | 10 | 5.8 | 0 | 10 | 0 | 0 | 0.82036 | 820.359 | 124845.2834
9 | 13 | 0 | 0 | 0 | 8.3 | 6.7 | 0 | 8.3 | 0 | 0 | 0.72566 | 725.6624 | 110433.9963
9 | 13 | 1 | 0 | 0 | 7.2 | 6.4 | 0 | 7.2 | 0 | 0 | 0.66897 | 668.9697 | 101806.2874
9 | 13 | 2 | 0 | 0 | 3.9 | 5 | 0 | 3.9 | 0 | 0 | 0.63895 | 638.9467 | 97237.2881
9 | 13 | 3 | 0 | 0 | 3.3 | 4.4 | 0 | 3.3 | 0 | 0 | 0.62511 | 625.1096 | 95131.5044
9 | 13 | 4 | 0 | 0 | 3.3 | 5.8 | 0 | 3.3 | 0 | 0 | 0.62777 | 627.7692 | 95536.2484
9 | 13 | 5 | 0 | 6 | 5 | 6.7 | 0 | 5 | 0 | 0 | 0.66764 | 667.6353 | 101603.2227
9 | 13 | 6 | 83 | 33 | 5 | 5 | 32.281 | 4.203 | 201.093 | 157.308 | 0.77298 | 772.9773 | 117634.5592
9 | 13 | 7 | 84 | 84 | 7.2 | 6.7 | 105.483 | 7.787 | 673.565 | 620.304 | 0.87811 | 878.1074 | 133633.6516
9 | 13 | 8 | 190 | 157 | 8.9 | 7.5 | 257.829 | 11.884 | 1660.516 | 1584.052 | 0.92309 | 923.0891 | 140479.1271
9 | 13 | 9 | 582 | 146 | 11.7 | 11.7 | 585.576 | 17.823 | 3713.206 | 3573.717 | 0.9799 | 979.8988 | 149124.6398
9 | 13 | 10 | 646 | 141 | 12.2 | 12.5 | 739.933 | 19.932 | 4680.908 | 4504.79 | 1.0243 | 1024.3024 | 155882.1499
9 | 13 | 11 | 644 | 176 | 13.3 | 9.7 | 845.71 | 24.015 | 5259.025 | 5058.908 | 1.0555 | 1055.5123 | 160631.7886
9 | 13 | 12 | 660 | 202 | 12.8 | 8.9 | 913.112 | 25.165 | 5649.018 | 5431.818 | 1.0657 | 1065.7314 | 162186.9634
9 | 13 | 13 | 418 | 277 | 14.4 | 8.9 | 720.853 | 24.172 | 4479.704 | 4311.567 | 1.0667 | 1066.7343 | 162339.5933
9 | 13 | 14 | 341 | 257 | 13.9 | 9.7 | 587.143 | 21.215 | 3695.142 | 3556.295 | 1.0655 | 1065.4753 | 162147.981
9 | 13 | 15 | 352 | 205 | 13.9 | 10.3 | 477.438 | 19.446 | 3012.677 | 2896.939 | 1.0769 | 1076.9086 | 163887.9544
9 | 13 | 16 | 82 | 157 | 13.9 | 8.1 | 196.525 | 16.214 | 1252.689 | 1186.373 | 1.1059 | 1105.9034 | 168300.481
9 | 13 | 17 | 39 | 87 | 11.1 | 8.9 | 93.123 | 11.58 | 598.23 | 546.551 | 1.1294 | 1129.3768 | 171872.7499
9 | 13 | 18 | 162 | 24 | 9.4 | 5.3 | 28.443 | 8.713 | 154.291 | 111.387 | 1.109 | 1108.9816 | 168768.9403
9 | 13 | 19 | 0 | 3 | 8.3 | 5 | 0 | 8.3 | 0 | 0 | 1.1125 | 1112.4677 | 169299.4722
9 | 13 | 20 | 0 | 0 | 7.8 | 5.8 | 0 | 7.8 | 0 | 0 | 1.1422 | 1142.2377 | 173829.9813
9 | 13 | 21 | 0 | 0 | 7.2 | 5.8 | 0 | 7.2 | 0 | 0 | 1.077 | 1077.023 | 163905.3654
9 | 13 | 22 | 0 | 0 | 7.2 | 4.4 | 0 | 7.2 | 0 | 0 | 0.95068 | 950.6785 | 144677.7788
9 | 13 | 23 | 0 | 0 | 7.8 | 7.2 | 0 | 7.8 | 0 | 0 | 0.82036 | 820.359 | 124845.2834
9 | 14 | 0 | 0 | 0 | 6.7 | 6.7 | 0 | 6.7 | 0 | 0 | 0.72566 | 725.6624 | 110433.9963
9 | 14 | 1 | 0 | 0 | 6.7 | 9.4 | 0 | 6.7 | 0 | 0 | 0.66897 | 668.9697 | 101806.2874
9 | 14 | 2 | 0 | 0 | 6.7 | 7.5 | 0 | 6.7 | 0 | 0 | 0.63895 | 638.9467 | 97237.2881
9 | 14 | 3 | 0 | 0 | 5.6 | 8.9 | 0 | 5.6 | 0 | 0 | 0.62511 | 625.1096 | 95131.5044
9 | 14 | 4 | 0 | 0 | 6.1 | 6.7 | 0 | 6.1 | 0 | 0 | 0.62777 | 627.7692 | 95536.2484
9 | 14 | 5 | 0 | 1 | 6.7 | 8.9 | 0 | 6.7 | 0 | 0 | 0.66764 | 667.6353 | 101603.2227
9 | 14 | 6 | 0 | 9 | 6.1 | 11.1 | 7.845 | 5.361 | 53.061 | 12.028 | 0.77298 | 772.9773 | 117634.5592
9 | 14 | 7 | 0 | 35 | 5.6 | 7.5 | 30.63 | 4.962 | 207.521 | 163.614 | 0.87811 | 878.1074 | 133633.6516
9 | 14 | 8 | 0 | 114 | 6.1 | 7.5 | 103.855 | 6.616 | 698.636 | 644.843 | 0.92309 | 923.0891 | 140479.1271
9 | 14 | 9 | 142 | 209 | 7.8 | 11.7 | 322.467 | 10.762 | 2121.485 | 2032.605 | 0.9799 | 979.8988 | 149124.6398
9 | 14 | 10 | 230 | 266 | 9.4 | 13.9 | 487.17 | 13.828 | 3171.283 | 3050.371 | 1.0243 | 1024.3024 | 155882.1499
9 | 14 | 11 | 262 | 271 | 9.4 | 10.8 | 565.423 | 15.733 | 3652.78 | 3515.432 | 1.0555 | 1055.5123 | 160631.7886
9 | 14 | 12 | 206 | 329 | 10.6 | 13.3 | 570.724 | 16.176 | 3680.282 | 3541.962 | 1.0657 | 1065.7314 | 162186.9634
9 | 14 | 13 | 431 | 243 | 11.7 | 12.5 | 710.785 | 19.095 | 4522.004 | 4352.205 | 1.0667 | 1066.7343 | 162339.5933
9 | 14 | 14 | 514 | 192 | 11.7 | 15.6 | 676.441 | 17.744 | 4323.279 | 4161.214 | 1.0655 | 1065.4753 | 162147.981
9 | 14 | 15 | 113 | 225 | 11.7 | 9.7 | 309.249 | 15.317 | 1995.082 | 1909.707 | 1.0769 | 1076.9086 | 163887.9544
9 | 14 | 16 | 8 | 151 | 10.6 | 11.7 | 145.771 | 11.651 | 957.786 | 898.316 | 1.1059 | 1105.9034 | 168300.481
9 | 14 | 17 | 17 | 78 | 10 | 11.1 | 75.486 | 10.155 | 493.507 | 443.982 | 1.1294 | 1129.3768 | 171872.7499
9 | 14 | 18 | 24 | 30 | 8.3 | 8.1 | 26.813 | 7.715 | 174.104 | 130.828 | 1.109 | 1108.9816 | 168768.9403
9 | 14 | 19 | 0 | 3 | 5.6 | 3.1 | 0 | 5.6 | 0 | 0 | 1.1125 | 1112.4677 | 169299.4722
9 | 14 | 20 | 0 | 0 | 3.3 | 0 | 0 | 3.3 | 0 | 0 | 1.1422 | 1142.2377 | 173829.9813
9 | 14 | 21 | 0 | 0 | 2.2 | 0 | 0 | 2.2 | 0 | 0 | 1.077 | 1077.023 | 163905.3654
9 | 14 | 22 | 0 | 0 | 2.2 | 1.7 | 0 | 2.2 | 0 | 0 | 0.95068 | 950.6785 | 144677.7788
9 | 14 | 23 | 0 | 0 | 2.2 | 2.8 | 0 | 2.2 | 0 | 0 | 0.82036 | 820.359 | 124845.2834
9 | 15 | 0 | 0 | 0 | 3.3 | 3.6 | 0 | 3.3 | 0 | 0 | 0.72566 | 725.6624 | 110433.9963
9 | 15 | 1 | 0 | 0 | 2.2 | 3.6 | 0 | 2.2 | 0 | 0 | 0.66897 | 668.9697 | 101806.2874
9 | 15 | 2 | 0 | 0 | 4.4 | 4.4 | 0 | 4.4 | 0 | 0 | 0.63895 | 638.9467 | 97237.2881
9 | 15 | 3 | 0 | 0 | 4.4 | 5.3 | 0 | 4.4 | 0 | 0 | 0.62511 | 625.1096 | 95131.5044
9 | 15 | 4 | 0 | 0 | 3.3 | 5.3 | 0 | 3.3 | 0 | 0 | 0.62777 | 627.7692 | 95536.2484
9 | 15 | 5 | 0 | 2 | 4.4 | 9.7 | 0 | 4.4 | 0 | 0 | 0.66764 | 667.6353 | 101603.2227
9 | 15 | 6 | 115 | 37 | 3.9 | 8.9 | 38.043 | 3.445 | 231.167 | 186.81 | 0.77298 | 772.9773 | 117634.5592
9 | 15 | 7 | 326 | 78 | 5 | 8.9 | 172.97 | 6.42 | 1037.755 | 976.469 | 0.87811 | 878.1074 | 133633.6516
9 | 15 | 8 | 154 | 158 | 5.6 | 11.1 | 241.929 | 7.732 | 1591.103 | 1516.422 | 0.92309 | 923.0891 | 140479.1271
9 | 15 | 9 | 83 | 212 | 6.1 | 11.7 | 273.632 | 8.561 | 1819.995 | 1739.349 | 0.9799 | 979.8988 | 149124.6398
9 | 15 | 10 | 42 | 242 | 7.2 | 10.8 | 283.877 | 9.954 | 1881.38 | 1799.093 | 1.0243 | 1024.3024 | 155882.1499
9 | 15 | 11 | 3 | 207 | 6.1 | 9.7 | 196.229 | 7.923 | 1312.564 | 1244.807 | 1.0555 | 1055.5123 | 160631.7886
9 | 15 | 12 | 1 | 221 | 7.2 | 10.8 | 208.534 | 8.991 | 1388.398 | 1318.793 | 1.0657 | 1065.7314 | 162186.9634
9 | 15 | 13 | 81 | 330 | 7.8 | 11.1 | 429.422 | 12.209 | 2818.561 | 2708.994 | 1.0667 | 1066.7343 | 162339.5933
9 | 15 | 14 | 202 | 284 | 8.3 | 11.7 | 484.997 | 13.318 | 3164.662 | 3043.968 | 1.0655 | 1065.4753 | 162147.981
9 | 15 | 15 | 67 | 234 | 7.8 | 9.7 | 288.38 | 10.978 | 1899.061 | 1816.298 | 1.0769 | 1076.9086 | 163887.9544
9 | 15 | 16 | 52 | 158 | 7.8 | 11.7 | 183.586 | 9.258 | 1211.171 | 1145.844 | 1.1059 | 1105.9034 | 168300.481
9 | 15 | 17 | 5 | 72 | 7.2 | 7.5 | 66.608 | 7.299 | 444.798 | 396.257 | 1.1294 | 1129.3768 | 171872.7499
9 | 15 | 18 | 0 | 14 | 6.1 | 6.4 | 12.235 | 5.149 | 82.829 | 41.25 | 1.109 | 1108.9816 | 168768.9403
9 | 15 | 19 | 0 | 1 | 5 | 6.7 | 0 | 5 | 0 | 0 | 1.1125 | 1112.4677 | 169299.4722
9 | 15 | 20 | 0 | 0 | 5 | 6.4 | 0 | 5 | 0 | 0 | 1.1422 | 1142.2377 | 173829.9813
9 | 15 | 21 | 0 | 0 | 5 | 5.8 | 0 | 5 | 0 | 0 | 1.077 | 1077.023 | 163905.3654
9 | 15 | 22 | 0 | 0 | 4.4 | 6.7 | 0 | 4.4 | 0 | 0 | 0.95068 | 950.6785 | 144677.7788
9 | 15 | 23 | 0 | 0 | 4.4 | 8.1 | 0 | 4.4 | 0 | 0 | 0.82036 | 820.359 | 124845.2834
9 | 16 | 0 | 0 | 0 | 5 | 8.6 | 0 | 5 | 0 | 0 | 0.72566 | 725.6624 | 110433.9963
9 | 16 | 1 | 0 | 0 | 4.4 | 8.1 | 0 | 4.4 | 0 | 0 | 0.66897 | 668.9697 | 101806.2874
9 | 16 | 2 | 0 | 0 | 4.4 | 6.7 | 0 | 4.4 | 0 | 0 | 0.63895 | 638.9467 | 97237.2881
9 | 16 | 3 | 0 | 0 | 4.4 | 7.2 | 0 | 4.4 | 0 | 0 | 0.62511 | 625.1096 | 95131.5044
9 | 16 | 4 | 0 | 0 | 5 | 6.7 | 0 | 5 | 0 | 0 | 0.62777 | 627.7692 | 95536.2484
9 | 16 | 5 | 0 | 2 | 5 | 6.7 | 0 | 5 | 0 | 0 | 0.66764 | 667.6353 | 101603.2227
9 | 16 | 6 | 0 | 20 | 5 | 5.8 | 17.449 | 4.002 | 118.708 | 76.467 | 0.77298 | 772.9773 | 117634.5592
9 | 16 | 7 | 9 | 71 | 5.6 | 6.7 | 66.802 | 5.519 | 447.995 | 399.39 | 0.87811 | 878.1074 | 133633.6516
9 | 16 | 8 | 47 | 140 | 6.1 | 5.3 | 161.369 | 7.879 | 1070.884 | 1008.837 | 0.92309 | 923.0891 | 140479.1271
9 | 16 | 9 | 54 | 202 | 7.2 | 6.4 | 242.401 | 10.289 | 1601.318 | 1526.376 | 0.9799 | 979.8988 | 149124.6398
9 | 16 | 10 | 19 | 246 | 8.3 | 5.8 | 252.819 | 11.896 | 1661.559 | 1585.069 | 1.0243 | 1024.3024 | 155882.1499
9 | 16 | 11 | 20 | 284 | 8.9 | 6.4 | 295.139 | 13.01 | 1930.414 | 1846.803 | 1.0555 | 1055.5123 | 160631.7886
9 | 16 | 12 | 91 | 310 | 8.9 | 5.3 | 417.394 | 15.921 | 2694.683 | 2588.96 | 1.0657 | 1065.7314 | 162186.9634
9 | 16 | 13 | 102 | 274 | 7.2 | 3.6 | 381.778 | 15.329 | 2471.064 | 2372.097 | 1.0667 | 1066.7343 | 162339.5933
9 | 16 | 14 | 94 | 253 | 9.4 | 6.7 | 341.614 | 14.31 | 2219.964 | 2128.301 | 1.0655 | 1065.4753 | 162147.981
9 | 16 | 15 | 322 | 200 | 9.4 | 8.1 | 449.586 | 15.272 | 2890.608 | 2778.771 | 1.0769 | 1076.9086 | 163887.9544
9 | 16 | 16 | 617 | 88 | 8.9 | 4.4 | 415.457 | 17.01 | 2556.426 | 2454.908 | 1.1059 | 1105.9034 | 168300.481
9 | 16 | 17 | 426 | 54 | 8.3 | 3.9 | 175.219 | 11.54 | 989.364 | 929.181 | 1.1294 | 1129.3768 | 171872.7499
9 | 16 | 18 | 0 | 20 | 5.6 | 3.1 | 17.403 | 4.638 | 118.072 | 75.842 | 1.109 | 1108.9816 | 168768.9403
9 | 16 | 19 | 0 | 1 | 2.8 | 1.4 | 0 | 2.8 | 0 | 0 | 1.1125 | 1112.4677 | 169299.4722
9 | 16 | 20 | 0 | 0 | 1.7 | 0 | 0 | 1.7 | 0 | 0 | 1.1422 | 1142.2377 | 173829.9813
9 | 16 | 21 | 0 | 0 | 1.1 | 1.4 | 0 | 1.1 | 0 | 0 | 1.077 | 1077.023 | 163905.3654
9 | 16 | 22 | 0 | 0 | -3.3 | 0 | 0 | -3.3 | 0 | 0 | 0.95068 | 950.6785 | 144677.7788
9 | 16 | 23 | 0 | 0 | -4.4 | 2.2 | 0 | -4.4 | 0 | 0 | 0.82036 | 820.359 | 124845.2834
9 | 17 | 0 | 0 | 0 | -5 | 1.7 | 0 | -5 | 0 | 0 | 0.72566 | 725.6624 | 110433.9963
9 | 17 | 1 | 0 | 0 | -3.9 | 1.7 | 0 | -3.9 | 0 | 0 | 0.66897 | 668.9697 | 101806.2874
9 | 17 | 2 | 0 | 0 | -3.9 | 0 | 0 | -3.9 | 0 | 0 | 0.63895 | 638.9467 | 97237.2881
9 | 17 | 3 | 0 | 0 | -5 | 1.4 | 0 | -5 | 0 | 0 | 0.62511 | 625.1096 | 95131.5044
9 | 17 | 4 | 0 | 0 | -4.4 | 1.7 | 0 | -4.4 | 0 | 0 | 0.62777 | 627.7692 | 95536.2484
9 | 17 | 5 | 0 | 2 | -4.4 | 1.4 | 0 | -4.4 | 0 | 0 | 0.66764 | 667.6353 | 101603.2227
9 | 17 | 6 | 109 | 41 | -1.1 | 3.9 | 42.169 | -1.853 | 264.188 | 219.199 | 0.77298 | 772.9773 | 117634.5592
9 | 17 | 7 | 577 | 53 | 0.6 | 3.6 | 217.854 | 4.045 | 1254.655 | 1188.292 | 0.87811 | 878.1074 | 133633.6516
9 | 17 | 8 | 695 | 62 | 3.9 | 4.4 | 428.641 | 11.819 | 2691.633 | 2586.003 | 0.92309 | 923.0891 | 140479.1271
9 | 17 | 9 | 768 | 73 | 8.9 | 6.7 | 636.805 | 18.734 | 4012.362 | 3862.023 | 0.9799 | 979.8988 | 149124.6398
9 | 17 | 10 | 874 | 85 | 10.6 | 6.4 | 862.92 | 24.815 | 5334.147 | 5130.796 | 1.0243 | 1024.3024 | 155882.1499
9 | 17 | 11 | 922 | 83 | 13.3 | 6.4 | 982.403 | 29.821 | 5942.24 | 5711.722 | 1.0555 | 1055.5123 | 160631.7886
9 | 17 | 12 | 819 | 126 | 14.4 | 4.4 | 972.979 | 35.085 | 5738.172 | 5516.966 | 1.0657 | 1065.7314 | 162186.9634
9 | 17 | 13 | 751 | 135 | 15 | 5.3 | 896.282 | 32.103 | 5361.968 | 5157.411 | 1.0667 | 1066.7343 | 162339.5933
9 | 17 | 14 | 809 | 85 | 15.6 | 4.4 | 803.532 | 32.643 | 4783.816 | 4603.542 | 1.0655 | 1065.4753 | 162147.981
9 | 17 | 15 | 770 | 76 | 15.6 | 6.4 | 636.174 | 26.222 | 3869.025 | 3723.938 | 1.0769 | 1076.9086 | 163887.9544
9 | 17 | 16 | 545 | 88 | 15.6 | 6.4 | 378.23 | 21.65 | 2280.114 | 2186.729 | 1.1059 | 1105.9034 | 168300.481
9 | 17 | 17 | 311 | 66 | 12.2 | 4.4 | 154.032 | 14.69 | 881.058 | 823.302 | 1.1294 | 1129.3768 | 171872.7499
9 | 17 | 18 | 0 | 21 | 11.7 | 5.3 | 18.219 | 10.936 | 120.271 | 78.001 | 1.109 | 1108.9816 | 168768.9403
9 | 17 | 19 | 0 | 1 | 10 | 4.4 | 0 | 10 | 0 | 0 | 1.1125 | 1112.4677 | 169299.4722
9 | 17 | 20 | 0 | 0 | 8.3 | 5.3 | 0 | 8.3 | 0 | 0 | 1.1422 | 1142.2377 | 173829.9813
9 | 17 | 21 | 0 | 0 | 8.9 | 6.4 | 0 | 8.9 | 0 | 0 | 1.077 | 1077.023 | 163905.3654
9 | 17 | 22 | 0 | 0 | 7.2 | 4.4 | 0 | 7.2 | 0 | 0 | 0.95068 | 950.6785 | 144677.7788
9 | 17 | 23 | 0 | 0 | 5.6 | 3.1 | 0 | 5.6 | 0 | 0 | 0.82036 | 820.359 | 124845.2834
9 | 18 | 0 | 0 | 0 | 3.3 | 2.2 | 0 | 3.3 | 0 | 0 | 0.72566 | 725.6624 | 110433.9963
9 | 18 | 1 | 0 | 0 | 2.2 | 2.8 | 0 | 2.2 | 0 | 0 | 0.66897 | 668.9697 | 101806.2874
9 | 18 | 2 | 0 | 0 | 6.7 | 2.8 | 0 | 6.7 | 0 | 0 | 0.63895 | 638.9467 | 97237.2881
9 | 18 | 3 | 0 | 0 | 8.3 | 4.4 | 0 | 8.3 | 0 | 0 | 0.62511 | 625.1096 | 95131.5044
9 | 18 | 4 | 0 | 0 | 8.3 | 3.1 | 0 | 8.3 | 0 | 0 | 0.62777 | 627.7692 | 95536.2484
9 | 18 | 5 | 0 | 1 | 8.3 | 2.8 | 0 | 8.3 | 0 | 0 | 0.66764 | 667.6353 | 101603.2227
9 | 18 | 6 | 0 | 13 | 8.9 | 3.6 | 11.358 | 7.48 | 76.119 | 34.663 | 0.77298 | 772.9773 | 117634.5592
9 | 18 | 7 | 282 | 64 | 11.1 | 4.4 | 147.726 | 12.73 | 860.482 | 803.181 | 0.87811 | 878.1074 | 133633.6516
9 | 18 | 8 | 552 | 81 | 13.9 | 7.5 | 379.39 | 18.847 | 2319.181 | 2224.667 | 0.92309 | 923.0891 | 140479.1271
9 | 18 | 9 | 688 | 89 | 16.1 | 7.2 | 601.734 | 24.955 | 3685.711 | 3547.199 | 0.9799 | 979.8988 | 149124.6398
9 | 18 | 10 | 739 | 102 | 17.2 | 6.4 | 767.625 | 29.816 | 4634.082 | 4459.838 | 1.0243 | 1024.3024 | 155882.1499
9 | 18 | 11 | 651 | 169 | 18.3 | 5.8 | 841.739 | 33.255 | 5007.699 | 4818.209 | 1.0555 | 1055.5123 | 160631.7886
9 | 18 | 12 | 317 | 278 | 16.7 | 7.5 | 638.277 | 26.352 | 3926.676 | 3779.488 | 1.0657 | 1065.7314 | 162186.9634
9 | 18 | 13 | 196 | 304 | 16.1 | 5.3 | 525.467 | 25.745 | 3241.577 | 3118.334 | 1.0667 | 1066.7343 | 162339.5933
9 | 18 | 14 | 355 | 221 | 16.7 | 6.7 | 555.723 | 25.38 | 3428.843 | 3299.276 | 1.0655 | 1065.4753 | 162147.981
9 | 18 | 15 | 383 | 167 | 16.1 | 6.7 | 453.107 | 23.115 | 2806.028 | 2696.853 | 1.0769 | 1076.9086 | 163887.9544
9 | 18 | 16 | 169 | 142 | 16.1 | 6.7 | 231.366 | 19.335 | 1439.39 | 1368.526 | 1.1059 | 1105.9034 | 168300.481
9 | 18 | 17 | 18 | 69 | 15 | 6.4 | 70.371 | 15.32 | 448.657 | 400.038 | 1.1294 | 1129.3768 | 171872.7499
9 | 18 | 18 | 0 | 11 | 12.8 | 2.8 | 9.604 | 11.42 | 63.265 | 22.045 | 1.109 | 1108.9816 | 168768.9403
9 | 18 | 19 | 0 | 1 | 9.4 | 2.8 | 0 | 9.4 | 0 | 0 | 1.1125 | 1112.4677 | 169299.4722
9 | 18 | 20 | 0 | 0 | 7.2 | 2.8 | 0 | 7.2 | 0 | 0 | 1.1422 | 1142.2377 | 173829.9813
9 | 18 | 21 | 0 | 0 | 6.7 | 3.6 | 0 | 6.7 | 0 | 0 | 1.077 | 1077.023 | 163905.3654
9 | 18 | 22 | 0 | 0 | 8.3 | 2.8 | 0 | 8.3 | 0 | 0 | 0.95068 | 950.6785 | 144677.7788
9 | 18 | 23 | 0 | 0 | 7.8 | 2.2 | 0 | 7.8 | 0 | 0 | 0.82036 | 820.359 | 124845.2834
9 | 19 | 0 | 0 | 0 | 6.7 | 1.4 | 0 | 6.7 | 0 | 0 | 0.72566 | 725.6624 | 110433.9963
9 | 19 | 1 | 0 | 0 | 5.6 | 1.4 | 0 | 5.6 | 0 | 0 | 0.66897 | 668.9697 | 101806.2874
9 | 19 | 2 | 0 | 0 | 6.1 | 0 | 0 | 6.1 | 0 | 0 | 0.63895 | 638.9467 | 97237.2881
9 | 19 | 3 | 0 | 0 | 6.7 | 1.4 | 0 | 6.7 | 0 | 0 | 0.62511 | 625.1096 | 95131.5044
9 | 19 | 4 | 0 | 0 | 7.8 | 0 | 0 | 7.8 | 0 | 0 | 0.62777 | 627.7692 | 95536.2484
9 | 19 | 5 | 0 | 1 | 6.7 | 1.4 | 0 | 6.7 | 0 | 0 | 0.66764 | 667.6353 | 101603.2227
9 | 19 | 6 | 0 | 9 | 7.2 | 2.2 | 7.848 | 5.348 | 53.085 | 12.051 | 0.77298 | 772.9773 | 117634.5592
9 | 19 | 7 | 0 | 33 | 7.2 | 0 | 28.879 | 4.235 | 196.268 | 152.574 | 0.87811 | 878.1074 | 133633.6516
9 | 19 | 8 | 0 | 79 | 7.8 | 2.8 | 70.318 | 7.762 | 470.682 | 421.619 | 0.92309 | 923.0891 | 140479.1271
9 | 19 | 9 | 0 | 87 | 8.3 | 0 | 76.836 | 8.901 | 511.77 | 461.873 | 0.9799 | 979.8988 | 149124.6398
9 | 19 | 10 | 0 | 64 | 7.8 | 3.6 | 56.214 | 7.562 | 376.607 | 329.425 | 1.0243 | 1024.3024 | 155882.1499
9 | 19 | 11 | 0 | 64 | 6.7 | 3.1 | 56.251 | 6.383 | 378.78 | 331.555 | 1.0555 | 1055.5123 | 160631.7886
9 | 19 | 12 | 0 | 88 | 5.6 | 9.7 | 77.469 | 5.713 | 523.168 | 473.038 | 1.0657 | 1065.7314 | 162186.9634
9 | 19 | 13 | 0 | 96 | 6.7 | 7.2 | 84.711 | 6.978 | 568.96 | 517.889 | 1.0667 | 1066.7343 | 162339.5933
9 | 19 | 14 | 0 | 104 | 5.6 | 6.7 | 92.419 | 6.02 | 623.309 | 571.107 | 1.0655 | 1065.4753 | 162147.981
9 | 19 | 15 | 0 | 92 | 5.6 | 6.7 | 81.624 | 5.851 | 550.906 | 500.206 | 1.0769 | 1076.9086 | 163887.9544
9 | 19 | 16 | 0 | 67 | 6.1 | 6.4 | 59.01 | 5.964 | 398.081 | 350.473 | 1.1059 | 1105.9034 | 168300.481
9 | 19 | 17 | 0 | 57 | 6.1 | 5.8 | 51.472 | 5.789 | 347.492 | 300.884 | 1.1294 | 1129.3768 | 171872.7499
9 | 19 | 18 | 0 | 13 | 5 | 3.1 | 11.365 | 3.537 | 77.473 | 35.993 | 1.109 | 1108.9816 | 168768.9403
9 | 19 | 19 | 0 | 1 | 4.4 | 6.7 | 0 | 4.4 | 0 | 0 | 1.1125 | 1112.4677 | 169299.4722
9 | 19 | 20 | 0 | 0 | 4.4 | 6.7 | 0 | 4.4 | 0 | 0 | 1.1422 | 1142.2377 | 173829.9813
9 | 19 | 21 | 0 | 0 | 3.9 | 6.4 | 0 | 3.9 | 0 | 0 | 1.077 | 1077.023 | 163905.3654
9 | 19 | 22 | 0 | 0 | 3.9 | 4.4 | 0 | 3.9 | 0 | 0 | 0.95068 | 950.6785 | 144677.7788
9 | 19 | 23 | 0 | 0 | 2.8 | 3.1 | 0 | 2.8 | 0 | 0 | 0.82036 | 820.359 | 124845.2834
9 | 20 | 0 | 0 | 0 | 2.2 | 3.9 | 0 | 2.2 | 0 | 0 | 0.72566 | 725.6624 | 110433.9963
9 | 20 | 1 | 0 | 0 | 1.7 | 3.1 | 0 | 1.7 | 0 | 0 | 0.66897 | 668.9697 | 101806.2874
9 | 20 | 2 | 0 | 0 | 1.1 | 2.2 | 0 | 1.1 | 0 | 0 | 0.63895 | 638.9467 | 97237.2881
9 | 20 | 3 | 0 | 0 | 1.1 | 2.2 | 0 | 1.1 | 0 | 0 | 0.62511 | 625.1096 | 95131.5044
9 | 20 | 4 | 0 | 0 | 0.6 | 3.1 | 0 | 0.6 | 0 | 0 | 0.62777 | 627.7692 | 95536.2484
9 | 20 | 5 | 0 | 1 | 0.6 | 0.8 | 0 | 0.6 | 0 | 0 | 0.66764 | 667.6353 | 101603.2227
9 | 20 | 6 | 0 | 19 | 0.6 | 1.7 | 16.598 | -1.258 | 115.457 | 73.277 | 0.77298 | 772.9773 | 117634.5592
9 | 20 | 7 | 220 | 62 | 1.7 | 2.8 | 124.846 | 2.974 | 765.826 | 710.592 | 0.87811 | 878.1074 | 133633.6516
9 | 20 | 8 | 552 | 97 | 2.8 | 2.8 | 395.418 | 11.256 | 2504.7 | 2404.732 | 0.92309 | 923.0891 | 140479.1271
9 | 20 | 9 | 788 | 81 | 3.9 | 3.6 | 658.767 | 18.334 | 4157.905 | 4002.134 | 0.9799 | 979.8988 | 149124.6398
9 | 20 | 10 | 774 | 128 | 5 | 2.8 | 831.08 | 25.501 | 5121.36 | 4927.101 | 1.0243 | 1024.3024 | 155882.1499
9 | 20 | 11 | 681 | 156 | 6.1 | 0.8 | 854.209 | 35.568 | 5024.182 | 4834.004 | 1.0555 | 1055.5123 | 160631.7886
9 | 20 | 12 | 401 | 273 | 6.1 | 2.8 | 714.051 | 24.287 | 4435.611 | 4269.197 | 1.0657 | 1065.7314 | 162186.9634
9 | 20 | 13 | 440 | 242 | 6.7 | 1.7 | 714.474 | 27.442 | 4371.467 | 4207.544 | 1.0667 | 1066.7343 | 162339.5933
9 | 20 | 14 | 315 | 242 | 7.2 | 1.7 | 546.172 | 23.368 | 3402.09 | 3273.437 | 1.0655 | 1065.4753 | 162147.981
9 | 20 | 15 | 138 | 237 | 8.3 | 0 | 355.279 | 24.846 | 2192.393 | 2101.513 | 1.0769 | 1076.9086 | 163887.9544
9 | 20 | 16 | 273 | 124 | 8.3 | 1.4 | 268.886 | 15.799 | 1684.052 | 1606.98 | 1.1059 | 1105.9034 | 168300.481
9 | 20 | 17 | 319 | 60 | 7.2 | 1.4 | 147.359 | 10.629 | 847.772 | 790.751 | 1.1294 | 1129.3768 | 171872.7499
9 | 20 | 18 | 25 | 30 | 3.9 | 2.2 | 27.13 | 3.027 | 178.641 | 135.28 | 1.109 | 1108.9816 | 168768.9403
9 | 20 | 19 | 0 | 1 | 1.1 | 2.2 | 0 | 1.1 | 0 | 0 | 1.1125 | 1112.4677 | 169299.4722
9 | 20 | 20 | 0 | 0 | 0.6 | 0 | 0 | 0.6 | 0 | 0 | 1.1422 | 1142.2377 | 173829.9813
9 | 20 | 21 | 0 | 0 | 0 | 2.8 | 0 | 0 | 0 | 0 | 1.077 | 1077.023 | 163905.3654
9 | 20 | 22 | 0 | 0 | -0.6 | 2.8 | 0 | -0.6 | 0 | 0 | 0.95068 | 950.6785 | 144677.7788
9 | 20 | 23 | 0 | 0 | -1.7 | 2.8 | 0 | -1.7 | 0 | 0 | 0.82036 | 820.359 | 124845.2834
9 | 21 | 0 | 0 | 0 | -2.8 | 3.6 | 0 | -2.8 | 0 | 0 | 0.72566 | 725.6624 | 110433.9963
9 | 21 | 1 | 0 | 0 | -1.7 | 2.8 | 0 | -1.7 | 0 | 0 | 0.66897 | 668.9697 | 101806.2874
9 | 21 | 2 | 0 | 0 | -2.8 | 2.8 | 0 | -2.8 | 0 | 0 | 0.63895 | 638.9467 | 97237.2881
9 | 21 | 3 | 0 | 0 | -0.6 | 1.7 | 0 | -0.6 | 0 | 0 | 0.62511 | 625.1096 | 95131.5044
9 | 21 | 4 | 0 | 0 | -0.6 | 1.7 | 0 | -0.6 | 0 | 0 | 0.62777 | 627.7692 | 95536.2484
9 | 21 | 5 | 0 | 1 | 0 | 3.6 | 0 | 0 | 0 | 0 | 0.66764 | 667.6353 | 101603.2227
9 | 21 | 6 | 0 | 6 | 1.7 | 2.8 | 5.225 | -0.086 | 36.166 | 0 | 0.77298 | 772.9773 | 117634.5592
9 | 21 | 7 | 0 | 28 | 3.9 | 3.1 | 24.483 | 2.621 | 167.544 | 124.391 | 0.87811 | 878.1074 | 133633.6516
9 | 21 | 8 | 0 | 62 | 5.6 | 3.1 | 54.403 | 5.138 | 368.313 | 321.295 | 0.92309 | 923.0891 | 140479.1271
9 | 21 | 9 | 4 | 143 | 7.2 | 3.9 | 134.932 | 8.7 | 899.246 | 841.086 | 0.9799 | 979.8988 | 149124.6398
9 | 21 | 10 | 264 | 246 | 8.9 | 5 | 511.28 | 17.749 | 3269.229 | 3145.063 | 1.0243 | 1024.3024 | 155882.1499
9 | 21 | 11 | 779 | 130 | 12.2 | 6.4 | 915.361 | 27.161 | 5607.426 | 5392.082 | 1.0555 | 1055.5123 | 160631.7886
9 | 21 | 12 | 871 | 89 | 13.3 | 7.2 | 963.822 | 28.393 | 5871.416 | 5644.152 | 1.0657 | 1065.7314 | 162186.9634
9 | 21 | 13 | 744 | 128 | 14.4 | 7.2 | 875.589 | 28.163 | 5337.915 | 5134.4 | 1.0667 | 1066.7343 | 162339.5933
9 | 21 | 14 | 657 | 123 | 13.9 | 5.8 | 717.971 | 26.762 | 4396.695 | 4231.795 | 1.0655 | 1065.4753 | 162147.981
9 | 21 | 15 | 616 | 109 | 14.4 | 3.6 | 563.378 | 27.219 | 3411.14 | 3282.177 | 1.0769 | 1076.9086 | 163887.9544
9 | 21 | 16 | 696 | 59 | 13.9 | 2.2 | 410.928 | 24.689 | 2417.003 | 2319.634 | 1.1059 | 1105.9034 | 168300.481
9 | 21 | 17 | 465 | 42 | 12.2 | 2.2 | 165.853 | 16.077 | 889.395 | 831.454 | 1.1294 | 1129.3768 | 171872.7499
9 | 21 | 18 | 4 | 24 | 7.8 | 0 | 20.899 | 7.353 | 139.063 | 96.444 | 1.109 | 1108.9816 | 168768.9403
9 | 21 | 19 | 0 | 1 | 3.9 | 2.8 | 0 | 3.9 | 0 | 0 | 1.1125 | 1112.4677 | 169299.4722
9 | 21 | 20 | 0 | 0 | 5.6 | 3.1 | 0 | 5.6 | 0 | 0 | 1.1422 | 1142.2377 | 173829.9813
9 | 21 | 21 | 0 | 0 | 6.1 | 1.4 | 0 | 6.1 | 0 | 0 | 1.077 | 1077.023 | 163905.3654
9 | 21 | 22 | 0 | 0 | 5.6 | 3.1 | 0 | 5.6 | 0 | 0 | 0.95068 | 950.6785 | 144677.7788
9 | 21 | 23 | 0 | 0 | 3.9 | 3.6 | 0 | 3.9 | 0 | 0 | 0.82036 | 820.359 | 124845.2834
9 | 22 | 0 | 0 | 0 | 5.6 | 4.4 | 0 | 5.6 | 0 | 0 | 0.72566 | 725.6624 | 110433.9963
9 | 22 | 1 | 0 | 0 | 6.7 | 4.4 | 0 | 6.7 | 0 | 0 | 0.66897 | 668.9697 | 101806.2874
9 | 22 | 2 | 0 | 0 | 8.3 | 3.9 | 0 | 8.3 | 0 | 0 | 0.63895 | 638.9467 | 97237.2881
9 | 22 | 3 | 0 | 0 | 7.8 | 3.9 | 0 | 7.8 | 0 | 0 | 0.62511 | 625.1096 | 95131.5044
9 | 22 | 4 | 0 | 0 | 7.8 | 5 | 0 | 7.8 | 0 | 0 | 0.62777 | 627.7692 | 95536.2484
9 | 22 | 5 | 0 | 1 | 7.2 | 3.9 | 0 | 7.2 | 0 | 0 | 0.66764 | 667.6353 | 101603.2227
9 | 22 | 6 | 0 | 8 | 7.8 | 3.9 | 6.974 | 6.322 | 46.977 | 6.054 | 0.77298 | 772.9773 | 117634.5592
9 | 22 | 7 | 0 | 39 | 7.8 | 5 | 34.195 | 7.045 | 229.606 | 185.279 | 0.87811 | 878.1074 | 133633.6516
9 | 22 | 8 | 159 | 122 | 9.4 | 4.4 | 207.268 | 12.318 | 1330.513 | 1262.321 | 0.92309 | 923.0891 | 140479.1271
9 | 22 | 9 | 637 | 114 | 12.8 | 3.9 | 593.419 | 24.851 | 3638.12 | 3501.288 | 0.9799 | 979.8988 | 149124.6398
9 | 22 | 10 | 844 | 75 | 14.4 | 3.6 | 813.554 | 32.455 | 4847.382 | 4664.515 | 1.0243 | 1024.3024 | 155882.1499
9 | 22 | 11 | 876 | 71 | 15.6 | 3.9 | 918.312 | 35.815 | 5393.886 | 5187.943 | 1.0555 | 1055.5123 | 160631.7886
9 | 22 | 12 | 802 | 118 | 17.8 | 5 | 940.643 | 36.282 | 5514.294 | 5303.077 | 1.0657 | 1065.7314 | 162186.9634
9 | 22 | 13 | 543 | 191 | 18.3 | 5 | 751.651 | 33.183 | 4472.865 | 4304.996 | 1.0667 | 1066.7343 | 162339.5933
9 | 22 | 14 | 310 | 217 | 17.8 | 4.4 | 512.018 | 28.553 | 3111.616 | 2992.665 | 1.0655 | 1065.4753 | 162147.981
9 | 22 | 15 | 353 | 157 | 17.2 | 3.6 | 418.572 | 26.31 | 2551.834 | 2450.454 | 1.0769 | 1076.9086 | 163887.9544
9 | 22 | 16 | 410 | 95 | 16.1 | 2.8 | 309.505 | 23.17 | 1854.062 | 1772.508 | 1.1059 | 1105.9034 | 168300.481
9 | 22 | 17 | 251 | 59 | 15 | 3.6 | 128.19 | 17.068 | 725.786 | 671.413 | 1.1294 | 1129.3768 | 171872.7499
9 | 22 | 18 | 0 | 22 | 12.8 | 2.8 | 19.899 | 11.847 | 130.833 | 88.367 | 1.109 | 1108.9816 | 168768.9403
9 | 22 | 19 | 0 | 1 | 11.1 | 2.2 | 0 | 11.1 | 0 | 0 | 1.1125 | 1112.4677 | 169299.4722
9 | 22 | 20 | 0 | 0 | 7.8 | 0 | 0 | 7.8 | 0 | 0 | 1.1422 | 1142.2377 | 173829.9813
9 | 22 | 21 | 0 | 0 | 6.1 | 1.7 | 0 | 6.1 | 0 | 0 | 1.077 | 1077.023 | 163905.3654
9 | 22 | 22 | 0 | 0 | 2.8 | 0 | 0 | 2.8 | 0 | 0 | 0.95068 | 950.6785 | 144677.7788
9 | 22 | 23 | 0 | 0 | 2.2 | 0 | 0 | 2.2 | 0 | 0 | 0.82036 | 820.359 | 124845.2834
9 | 23 | 0 | 0 | 0 | 2.8 | 0 | 0 | 2.8 | 0 | 0 | 0.72566 | 725.6624 | 110433.9963
9 | 23 | 1 | 0 | 0 | 2.2 | 3.1 | 0 | 2.2 | 0 | 0 | 0.66897 | 668.9697 | 101806.2874
9 | 23 | 2 | 0 | 0 | 1.1 | 2.8 | 0 | 1.1 | 0 | 0 | 0.63895 | 638.9467 | 97237.2881
9 | 23 | 3 | 0 | 0 | 0 | 0 | 0 | 0 | 0 | 0 | 0.62511 | 625.1096 | 95131.5044
9 | 23 | 4 | 0 | 0 | 0 | 0 | 0 | 0 | 0 | 0 | 0.62777 | 627.7692 | 95536.2484
9 | 23 | 5 | 0 | 1 | 0.6 | 1.7 | 0 | 0.6 | 0 | 0 | 0.66764 | 667.6353 | 101603.2227
9 | 23 | 6 | 14 | 32 | 0.6 | 0 | 29.52 | -2.135 | 201.453 | 157.661 | 0.77298 | 772.9773 | 117634.5592
9 | 23 | 7 | 401 | 65 | 3.9 | 0 | 180.995 | 8.835 | 1050.323 | 988.749 | 0.87811 | 878.1074 | 133633.6516
9 | 23 | 8 | 711 | 51 | 10 | 3.6 | 422.453 | 18.484 | 2567.724 | 2465.865 | 0.92309 | 923.0891 | 140479.1271
9 | 23 | 9 | 792 | 62 | 12.2 | 5 | 637.31 | 23.999 | 3915.907 | 3769.113 | 0.9799 | 979.8988 | 149124.6398
9 | 23 | 10 | 841 | 72 | 15 | 5.3 | 806.413 | 29.916 | 4863.962 | 4680.416 | 1.0243 | 1024.3024 | 155882.1499
9 | 23 | 11 | 871 | 71 | 17.2 | 5.8 | 912.376 | 33.457 | 5421.49 | 5214.344 | 1.0555 | 1055.5123 | 160631.7886
9 | 23 | 12 | 882 | 72 | 18.3 | 5.8 | 950.037 | 35.375 | 5594.222 | 5379.466 | 1.0657 | 1065.7314 | 162186.9634
9 | 23 | 13 | 886 | 68 | 19.4 | 6.7 | 916.166 | 34.515 | 5415.21 | 5208.338 | 1.0667 | 1066.7343 | 162339.5933
9 | 23 | 14 | 827 | 74 | 20 | 6.7 | 785.478 | 32.938 | 4666.446 | 4490.908 | 1.0655 | 1065.4753 | 162147.981
9 | 23 | 15 | 783 | 63 | 19.4 | 7.2 | 616.458 | 28.947 | 3692.676 | 3553.916 | 1.0769 | 1076.9086 | 163887.9544
9 | 23 | 16 | 603 | 78 | 18.9 | 6.4 | 384.979 | 25.08 | 2266.387 | 2173.396 | 1.1059 | 1105.9034 | 168300.481
9 | 23 | 17 | 264 | 50 | 16.7 | 4.4 | 121.416 | 18.571 | 672.123 | 618.893 | 1.1294 | 1129.3768 | 171872.7499
9 | 23 | 18 | 0 | 16 | 13.3 | 5.3 | 14.472 | 12.433 | 94.904 | 53.103 | 1.109 | 1108.9816 | 168768.9403
9 | 23 | 19 | 0 | 1 | 11.7 | 5.3 | 0 | 11.7 | 0 | 0 | 1.1125 | 1112.4677 | 169299.4722
9 | 23 | 20 | 0 | 0 | 12.2 | 7.2 | 0 | 12.2 | 0 | 0 | 1.1422 | 1142.2377 | 173829.9813
9 | 23 | 21 | 0 | 0 | 11.7 | 8.1 | 0 | 11.7 | 0 | 0 | 1.077 | 1077.023 | 163905.3654
9 | 23 | 22 | 0 | 0 | 12.2 | 9.7 | 0 | 12.2 | 0 | 0 | 0.95068 | 950.6785 | 144677.7788
9 | 23 | 23 | 0 | 0 | 12.2 | 11.1 | 0 | 12.2 | 0 | 0 | 0.82036 | 820.359 | 124845.2834
9 | 24 | 0 | 0 | 0 | 11.7 | 8.9 | 0 | 11.7 | 0 | 0 | 0.72566 | 725.6624 | 110433.9963
9 | 24 | 1 | 0 | 0 | 10.6 | 6.7 | 0 | 10.6 | 0 | 0 | 0.66897 | 668.9697 | 101806.2874
9 | 24 | 2 | 0 | 0 | 9.4 | 5.3 | 0 | 9.4 | 0 | 0 | 0.63895 | 638.9467 | 97237.2881
9 | 24 | 3 | 0 | 0 | 8.9 | 4.4 | 0 | 8.9 | 0 | 0 | 0.62511 | 625.1096 | 95131.5044
9 | 24 | 4 | 0 | 0 | 7.2 | 4.4 | 0 | 7.2 | 0 | 0 | 0.62777 | 627.7692 | 95536.2484
9 | 24 | 5 | 0 | 1 | 5.6 | 4.4 | 0 | 5.6 | 0 | 0 | 0.66764 | 667.6353 | 101603.2227
9 | 24 | 6 | 0 | 5 | 5.6 | 3.6 | 4.352 | 3.96 | 29.614 | 0 | 0.77298 | 772.9773 | 117634.5592
9 | 24 | 7 | 40 | 57 | 5 | 3.6 | 65.307 | 4.769 | 427.021 | 378.837 | 0.87811 | 878.1074 | 133633.6516
9 | 24 | 8 | 265 | 111 | 5.6 | 0.8 | 256.047 | 12.261 | 1631.057 | 1555.353 | 0.92309 | 923.0891 | 140479.1271
9 | 24 | 9 | 184 | 184 | 10.6 | 2.8 | 327.937 | 17.69 | 2088.576 | 2000.616 | 0.9799 | 979.8988 | 149124.6398
9 | 24 | 10 | 500 | 174 | 11.7 | 5.3 | 642.704 | 23.051 | 4007.366 | 3857.211 | 1.0243 | 1024.3024 | 155882.1499
9 | 24 | 11 | 703 | 125 | 12.8 | 3.6 | 835.308 | 31.482 | 5011.791 | 4822.13 | 1.0555 | 1055.5123 | 160631.7886
9 | 24 | 12 | 648 | 160 | 13.9 | 6.7 | 845.198 | 27.67 | 5166.511 | 4970.34 | 1.0657 | 1065.7314 | 162186.9634
9 | 24 | 13 | 435 | 216 | 14.4 | 7.2 | 678.106 | 24.925 | 4198.14 | 4040.849 | 1.0667 | 1066.7343 | 162339.5933
9 | 24 | 14 | 367 | 201 | 15 | 6.4 | 539.546 | 23.829 | 3351.725 | 3224.782 | 1.0655 | 1065.4753 | 162147.981
9 | 24 | 15 | 167 | 181 | 14.4 | 7.2 | 309.28 | 18.779 | 1958.821 | 1874.438 | 1.0769 | 1076.9086 | 163887.9544
9 | 24 | 16 | 2 | 101 | 12.8 | 5.3 | 94.586 | 13.744 | 616.25 | 564.195 | 1.1059 | 1105.9034 | 168300.481
9 | 24 | 17 | 0 | 38 | 10.6 | 5 | 33.733 | 10.01 | 223.594 | 179.381 | 1.1294 | 1129.3768 | 171872.7499
9 | 24 | 18 | 0 | 8 | 8.3 | 6.4 | 7.236 | 7.24 | 48.546 | 7.594 | 1.109 | 1108.9816 | 168768.9403
9 | 24 | 19 | 0 | 1 | 6.7 | 3.6 | 0 | 6.7 | 0 | 0 | 1.1125 | 1112.4677 | 169299.4722
9 | 24 | 20 | 0 | 0 | 6.7 | 6.4 | 0 | 6.7 | 0 | 0 | 1.1422 | 1142.2377 | 173829.9813
9 | 24 | 21 | 0 | 0 | 6.7 | 5.8 | 0 | 6.7 | 0 | 0 | 1.077 | 1077.023 | 163905.3654
9 | 24 | 22 | 0 | 0 | 6.7 | 6.4 | 0 | 6.7 | 0 | 0 | 0.95068 | 950.6785 | 144677.7788
9 | 24 | 23 | 0 | 0 | 7.2 | 5.8 | 0 | 7.2 | 0 | 0 | 0.82036 | 820.359 | 124845.2834
9 | 25 | 0 | 0 | 0 | 7.2 | 6.7 | 0 | 7.2 | 0 | 0 | 0.72566 | 725.6624 | 110433.9963
9 | 25 | 1 | 0 | 0 | 7.2 | 5.3 | 0 | 7.2 | 0 | 0 | 0.66897 | 668.9697 | 101806.2874
9 | 25 | 2 | 0 | 0 | 7.2 | 7.2 | 0 | 7.2 | 0 | 0 | 0.63895 | 638.9467 | 97237.2881
9 | 25 | 3 | 0 | 0 | 6.7 | 7.5 | 0 | 6.7 | 0 | 0 | 0.62511 | 625.1096 | 95131.5044
9 | 25 | 4 | 0 | 0 | 6.7 | 5 | 0 | 6.7 | 0 | 0 | 0.62777 | 627.7692 | 95536.2484
9 | 25 | 5 | 0 | 1 | 6.7 | 5.3 | 0 | 6.7 | 0 | 0 | 0.66764 | 667.6353 | 101603.2227
9 | 25 | 6 | 0 | 2 | 6.7 | 5 | 1.738 | 5.294 | 11.757 | 0 | 0.77298 | 772.9773 | 117634.5592
9 | 25 | 7 | 0 | 12 | 6.7 | 5.8 | 10.459 | 5.573 | 70.678 | 29.322 | 0.87811 | 878.1074 | 133633.6516
9 | 25 | 8 | 0 | 29 | 6.7 | 4.4 | 25.351 | 5.685 | 171.226 | 128.005 | 0.92309 | 923.0891 | 140479.1271
9 | 25 | 9 | 0 | 39 | 6.7 | 3.6 | 34.155 | 5.804 | 230.565 | 186.22 | 0.9799 | 979.8988 | 149124.6398
9 | 25 | 10 | 0 | 52 | 6.7 | 3.6 | 45.624 | 6.096 | 307.603 | 261.774 | 1.0243 | 1024.3024 | 155882.1499
9 | 25 | 11 | 0 | 51 | 7.2 | 3.6 | 44.772 | 6.61 | 301.193 | 255.489 | 1.0555 | 1055.5123 | 160631.7886
9 | 25 | 12 | 0 | 60 | 7.2 | 2.8 | 52.714 | 6.753 | 354.396 | 307.652 | 1.0657 | 1065.7314 | 162186.9634
9 | 25 | 13 | 0 | 97 | 7.2 | 3.1 | 85.755 | 7.608 | 574.401 | 523.216 | 1.0667 | 1066.7343 | 162339.5933
9 | 25 | 14 | 0 | 116 | 7.8 | 3.6 | 104.398 | 8.714 | 695.914 | 642.179 | 1.0655 | 1065.4753 | 162147.981
9 | 25 | 15 | 0 | 88 | 7.8 | 5 | 78.232 | 8.077 | 522.943 | 472.818 | 1.0769 | 1076.9086 | 163887.9544
9 | 25 | 16 | 0 | 49 | 7.2 | 4.4 | 42.94 | 6.697 | 288.758 | 243.294 | 1.1059 | 1105.9034 | 168300.481
9 | 25 | 17 | 0 | 18 | 6.7 | 3.9 | 15.714 | 5.459 | 106.236 | 64.226 | 1.1294 | 1129.3768 | 171872.7499
9 | 25 | 18 | 0 | 3 | 6.7 | 1.4 | 2.714 | 4.398 | 18.429 | 0 | 1.109 | 1108.9816 | 168768.9403
9 | 25 | 19 | 0 | 0 | 6.1 | 2.2 | 0 | 6.1 | 0 | 0 | 1.1125 | 1112.4677 | 169299.4722
9 | 25 | 20 | 0 | 0 | 6.1 | 1.7 | 0 | 6.1 | 0 | 0 | 1.1422 | 1142.2377 | 173829.9813
9 | 25 | 21 | 0 | 0 | 6.1 | 2.2 | 0 | 6.1 | 0 | 0 | 1.077 | 1077.023 | 163905.3654
9 | 25 | 22 | 0 | 0 | 5.6 | 2.8 | 0 | 5.6 | 0 | 0 | 0.95068 | 950.6785 | 144677.7788
9 | 25 | 23 | 0 | 0 | 5 | 3.6 | 0 | 5 | 0 | 0 | 0.82036 | 820.359 | 124845.2834
9 | 26 | 0 | 0 | 0 | 4.4 | 2.8 | 0 | 4.4 | 0 | 0 | 0.72566 | 725.6624 | 110433.9963
9 | 26 | 1 | 0 | 0 | 3.9 | 3.6 | 0 | 3.9 | 0 | 0 | 0.66897 | 668.9697 | 101806.2874
9 | 26 | 2 | 0 | 0 | 3.9 | 3.9 | 0 | 3.9 | 0 | 0 | 0.63895 | 638.9467 | 97237.2881
9 | 26 | 3 | 0 | 0 | 3.9 | 3.1 | 0 | 3.9 | 0 | 0 | 0.62511 | 625.1096 | 95131.5044
9 | 26 | 4 | 0 | 0 | 3.3 | 2.8 | 0 | 3.3 | 0 | 0 | 0.62777 | 627.7692 | 95536.2484
9 | 26 | 5 | 0 | 1 | 2.8 | 3.6 | 0 | 2.8 | 0 | 0 | 0.66764 | 667.6353 | 101603.2227
9 | 26 | 6 | 0 | 9 | 2.8 | 3.9 | 8.141 | 1.259 | 56.031 | 14.943 | 0.77298 | 772.9773 | 117634.5592
9 | 26 | 7 | 0 | 38 | 3.3 | 3.1 | 33.546 | 2.249 | 229.928 | 185.595 | 0.87811 | 878.1074 | 133633.6516
9 | 26 | 8 | 0 | 87 | 3.3 | 4.4 | 79.145 | 3.449 | 539.704 | 489.236 | 0.92309 | 923.0891 | 140479.1271
9 | 26 | 9 | 0 | 117 | 4.4 | 3.6 | 106.725 | 5.327 | 721.945 | 667.654 | 0.9799 | 979.8988 | 149124.6398
9 | 26 | 10 | 0 | 114 | 4.4 | 5 | 102.414 | 5.133 | 693.358 | 639.677 | 1.0243 | 1024.3024 | 155882.1499
9 | 26 | 11 | 0 | 119 | 4.4 | 5.3 | 106.805 | 5.183 | 722.934 | 668.623 | 1.0555 | 1055.5123 | 160631.7886
9 | 26 | 12 | 0 | 153 | 4.4 | 5.3 | 140.253 | 5.828 | 946.702 | 887.482 | 1.0657 | 1065.7314 | 162186.9634
9 | 26 | 13 | 5 | 178 | 5 | 5.3 | 170.917 | 7.068 | 1147.483 | 1083.656 | 1.0667 | 1066.7343 | 162339.5933
9 | 26 | 14 | 0 | 146 | 5 | 5.3 | 134.593 | 6.423 | 906.166 | 847.853 | 1.0655 | 1065.4753 | 162147.981
9 | 26 | 15 | 0 | 127 | 5 | 6.7 | 117.389 | 5.887 | 792.166 | 736.361 | 1.0769 | 1076.9086 | 163887.9544
9 | 26 | 16 | 0 | 91 | 3.9 | 6.4 | 83.916 | 4.218 | 570.362 | 519.261 | 1.1059 | 1105.9034 | 168300.481
9 | 26 | 17 | 0 | 35 | 3.9 | 6.7 | 31.105 | 3.296 | 212.251 | 168.254 | 1.1294 | 1129.3768 | 171872.7499
9 | 26 | 18 | 0 | 7 | 3.3 | 5 | 6.332 | 2 | 43.443 | 2.584 | 1.109 | 1108.9816 | 168768.9403
9 | 26 | 19 | 0 | 1 | 2.8 | 6.7 | 0 | 2.8 | 0 | 0 | 1.1125 | 1112.4677 | 169299.4722
9 | 26 | 20 | 0 | 0 | 2.2 | 6.4 | 0 | 2.2 | 0 | 0 | 1.1422 | 1142.2377 | 173829.9813
9 | 26 | 21 | 0 | 0 | 2.8 | 5.8 | 0 | 2.8 | 0 | 0 | 1.077 | 1077.023 | 163905.3654
9 | 26 | 22 | 0 | 0 | 2.2 | 6.4 | 0 | 2.2 | 0 | 0 | 0.95068 | 950.6785 | 144677.7788
9 | 26 | 23 | 0 | 0 | 2.2 | 4.4 | 0 | 2.2 | 0 | 0 | 0.82036 | 820.359 | 124845.2834
9 | 27 | 0 | 0 | 0 | 1.7 | 4.4 | 0 | 1.7 | 0 | 0 | 0.72566 | 725.6624 | 110433.9963
9 | 27 | 1 | 0 | 0 | 1.7 | 3.6 | 0 | 1.7 | 0 | 0 | 0.66897 | 668.9697 | 101806.2874
9 | 27 | 2 | 0 | 0 | 1.1 | 3.6 | 0 | 1.1 | 0 | 0 | 0.63895 | 638.9467 | 97237.2881
9 | 27 | 3 | 0 | 0 | 0.6 | 2.2 | 0 | 0.6 | 0 | 0 | 0.62511 | 625.1096 | 95131.5044
9 | 27 | 4 | 0 | 0 | 0.6 | 3.6 | 0 | 0.6 | 0 | 0 | 0.62777 | 627.7692 | 95536.2484
9 | 27 | 5 | 0 | 1 | 0.6 | 3.6 | 0 | 0.6 | 0 | 0 | 0.66764 | 667.6353 | 101603.2227
9 | 27 | 6 | 0 | 13 | 0.6 | 2.8 | 11.759 | -1.092 | 81.738 | 40.179 | 0.77298 | 772.9773 | 117634.5592
9 | 27 | 7 | 176 | 52 | 0.6 | 3.6 | 104.263 | 1.28 | 646.724 | 594.03 | 0.87811 | 878.1074 | 133633.6516
9 | 27 | 8 | 97 | 126 | 1.7 | 3.9 | 183.858 | 4.389 | 1229.852 | 1164.081 | 0.92309 | 923.0891 | 140479.1271
9 | 27 | 9 | 27 | 161 | 2.8 | 5 | 182.403 | 5.232 | 1232.507 | 1166.672 | 0.9799 | 979.8988 | 149124.6398
9 | 27 | 10 | 11 | 208 | 3.3 | 4.4 | 209.885 | 6.521 | 1412.262 | 1342.069 | 1.0243 | 1024.3024 | 155882.1499
9 | 27 | 11 | 13 | 242 | 5 | 5 | 248.008 | 8.781 | 1652.659 | 1576.399 | 1.0555 | 1055.5123 | 160631.7886
9 | 27 | 12 | 12 | 248 | 5 | 4.4 | 253.337 | 9.279 | 1684.538 | 1607.452 | 1.0657 | 1065.7314 | 162186.9634
9 | 27 | 13 | 67 | 287 | 6.1 | 4.4 | 373.651 | 12.937 | 2444.418 | 2346.24 | 1.0667 | 1066.7343 | 162339.5933
9 | 27 | 14 | 84 | 257 | 5.6 | 3.6 | 346.613 | 12.832 | 2266.995 | 2173.987 | 1.0655 | 1065.4753 | 162147.981
9 | 27 | 15 | 9 | 176 | 5.6 | 2.2 | 176.913 | 9.555 | 1174.235 | 1109.781 | 1.0769 | 1076.9086 | 163887.9544
9 | 27 | 16 | 4 | 105 | 5.6 | 0 | 101.1 | 8.953 | 672.351 | 619.116 | 1.1059 | 1105.9034 | 168300.481
9 | 27 | 17 | 0 | 34 | 5.6 | 1.4 | 30.291 | 4.562 | 205.581 | 161.711 | 1.1294 | 1129.3768 | 171872.7499
9 | 27 | 18 | 0 | 5 | 5 | 1.7 | 4.523 | 2.923 | 30.909 | 0 | 1.109 | 1108.9816 | 168768.9403
9 | 27 | 19 | 0 | 1 | 3.3 | 0 | 0 | 3.3 | 0 | 0 | 1.1125 | 1112.4677 | 169299.4722
9 | 27 | 20 | 0 | 0 | 0.6 | 2.2 | 0 | 0.6 | 0 | 0 | 1.1422 | 1142.2377 | 173829.9813
9 | 27 | 21 | 0 | 0 | -2.2 | 1.7 | 0 | -2.2 | 0 | 0 | 1.077 | 1077.023 | 163905.3654
9 | 27 | 22 | 0 | 0 | -2.8 | 2.2 | 0 | -2.8 | 0 | 0 | 0.95068 | 950.6785 | 144677.7788
9 | 27 | 23 | 0 | 0 | -1.7 | 0 | 0 | -1.7 | 0 | 0 | 0.82036 | 820.359 | 124845.2834
9 | 28 | 0 | 0 | 0 | -3.3 | 0 | 0 | -3.3 | 0 | 0 | 0.72566 | 725.6624 | 110433.9963
9 | 28 | 1 | 0 | 0 | -3.9 | 1.4 | 0 | -3.9 | 0 | 0 | 0.66897 | 668.9697 | 101806.2874
9 | 28 | 2 | 0 | 0 | -3.9 | 0 | 0 | -3.9 | 0 | 0 | 0.63895 | 638.9467 | 97237.2881
9 | 28 | 3 | 0 | 0 | -3.9 | 2.2 | 0 | -3.9 | 0 | 0 | 0.62511 | 625.1096 | 95131.5044
9 | 28 | 4 | 0 | 0 | -4.4 | 2.8 | 0 | -4.4 | 0 | 0 | 0.62777 | 627.7692 | 95536.2484
9 | 28 | 5 | 0 | 1 | -5 | 2.8 | 0 | -5 | 0 | 0 | 0.66764 | 667.6353 | 101603.2227
9 | 28 | 6 | 0 | 31 | -5 | 1.4 | 28.04 | -6.708 | 199.497 | 155.742 | 0.77298 | 772.9773 | 117634.5592
9 | 28 | 7 | 349 | 72 | -1.1 | 1.7 | 174.379 | 1.875 | 1056.809 | 995.086 | 0.87811 | 878.1074 | 133633.6516
9 | 28 | 8 | 589 | 84 | 1.7 | 2.8 | 398.398 | 10.387 | 2524.186 | 2423.635 | 0.92309 | 923.0891 | 140479.1271
9 | 28 | 9 | 574 | 123 | 5.6 | 5.3 | 551.771 | 15.308 | 3533.951 | 3400.761 | 0.9799 | 979.8988 | 149124.6398
9 | 28 | 10 | 382 | 194 | 7.2 | 4.4 | 549.849 | 18.32 | 3504.312 | 3372.149 | 1.0243 | 1024.3024 | 155882.1499
9 | 28 | 11 | 251 | 253 | 8.9 | 4.4 | 519.612 | 19.387 | 3301.058 | 3175.824 | 1.0555 | 1055.5123 | 160631.7886
9 | 28 | 12 | 112 | 266 | 10 | 4.4 | 391.802 | 17.754 | 2508.365 | 2408.288 | 1.0657 | 1065.7314 | 162186.9634
9 | 28 | 13 | 16 | 207 | 10 | 5.8 | 212.639 | 13.091 | 1390.254 | 1320.603 | 1.0667 | 1066.7343 | 162339.5933
9 | 28 | 14 | 6 | 201 | 10.6 | 5.3 | 199.043 | 13.36 | 1299.755 | 1232.307 | 1.0655 | 1065.4753 | 162147.981
9 | 28 | 15 | 12 | 181 | 10.6 | 5 | 185.335 | 13.172 | 1210.417 | 1145.107 | 1.0769 | 1076.9086 | 163887.9544
9 | 28 | 16 | 6 | 106 | 10.6 | 4.4 | 103.659 | 11.631 | 680.869 | 627.453 | 1.1059 | 1105.9034 | 168300.481
9 | 28 | 17 | 28 | 45 | 8.9 | 5 | 50.626 | 8.641 | 325.99 | 279.803 | 1.1294 | 1129.3768 | 171872.7499
9 | 28 | 18 | 0 | 10 | 6.7 | 5.3 | 9.045 | 5.553 | 61.126 | 19.945 | 1.109 | 1108.9816 | 168768.9403
9 | 28 | 19 | 0 | 1 | 5.6 | 5.3 | 0 | 5.6 | 0 | 0 | 1.1125 | 1112.4677 | 169299.4722
9 | 28 | 20 | 0 | 0 | 5 | 5 | 0 | 5 | 0 | 0 | 1.1422 | 1142.2377 | 173829.9813
9 | 28 | 21 | 0 | 0 | 5 | 5.3 | 0 | 5 | 0 | 0 | 1.077 | 1077.023 | 163905.3654
9 | 28 | 22 | 0 | 0 | 3.9 | 5.8 | 0 | 3.9 | 0 | 0 | 0.95068 | 950.6785 | 144677.7788
9 | 28 | 23 | 0 | 0 | 3.9 | 6.4 | 0 | 3.9 | 0 | 0 | 0.82036 | 820.359 | 124845.2834
9 | 29 | 0 | 0 | 0 | 2.8 | 6.4 | 0 | 2.8 | 0 | 0 | 0.72566 | 725.6624 | 110433.9963
9 | 29 | 1 | 0 | 0 | 3.3 | 5 | 0 | 3.3 | 0 | 0 | 0.66897 | 668.9697 | 101806.2874
9 | 29 | 2 | 0 | 0 | 2.2 | 7.2 | 0 | 2.2 | 0 | 0 | 0.63895 | 638.9467 | 97237.2881
9 | 29 | 3 | 0 | 0 | 2.2 | 6.7 | 0 | 2.2 | 0 | 0 | 0.62511 | 625.1096 | 95131.5044
9 | 29 | 4 | 0 | 0 | 1.7 | 8.9 | 0 | 1.7 | 0 | 0 | 0.62777 | 627.7692 | 95536.2484
9 | 29 | 5 | 0 | 0 | 1.7 | 7.5 | 0 | 1.7 | 0 | 0 | 0.66764 | 667.6353 | 101603.2227
9 | 29 | 6 | 0 | 2 | 1.7 | 6.4 | 1.809 | 0.479 | 12.492 | 0 | 0.77298 | 772.9773 | 117634.5592
9 | 29 | 7 | 0 | 13 | 1.1 | 3.6 | 11.334 | -0.454 | 78.578 | 37.077 | 0.87811 | 878.1074 | 133633.6516
9 | 29 | 8 | 0 | 45 | 0.6 | 5 | 39.415 | -0.093 | 272.841 | 227.685 | 0.92309 | 923.0891 | 140479.1271
9 | 29 | 9 | 0 | 91 | 1.1 | 5 | 81.273 | 1.284 | 559.336 | 508.463 | 0.9799 | 979.8988 | 149124.6398
9 | 29 | 10 | 0 | 91 | 0.6 | 5.3 | 80.429 | 0.827 | 554.6 | 503.824 | 1.0243 | 1024.3024 | 155882.1499
9 | 29 | 11 | 0 | 97 | 1.1 | 5 | 85.84 | 1.443 | 590.367 | 538.852 | 1.0555 | 1055.5123 | 160631.7886
9 | 29 | 12 | 0 | 99 | 1.7 | 5 | 87.67 | 2.091 | 601.302 | 549.56 | 1.0657 | 1065.7314 | 162186.9634
9 | 29 | 13 | 0 | 99 | 2.2 | 5.3 | 87.777 | 2.584 | 600.775 | 549.043 | 1.0667 | 1066.7343 | 162339.5933
9 | 29 | 14 | 0 | 106 | 2.2 | 5.8 | 95.014 | 2.693 | 650.009 | 597.246 | 1.0655 | 1065.4753 | 162147.981
9 | 29 | 15 | 0 | 88 | 2.2 | 5.3 | 78.628 | 2.421 | 538.534 | 488.089 | 1.0769 | 1076.9086 | 163887.9544
9 | 29 | 16 | 0 | 51 | 2.2 | 3.6 | 44.714 | 1.643 | 307.265 | 261.443 | 1.1059 | 1105.9034 | 168300.481
9 | 29 | 17 | 0 | 24 | 0.6 | 3.6 | 21.001 | -0.619 | 145.698 | 102.954 | 1.1294 | 1129.3768 | 171872.7499
9 | 29 | 18 | 0 | 5 | 1.1 | 2.8 | 4.523 | -0.73 | 31.39 | 0 | 1.109 | 1108.9816 | 168768.9403
9 | 29 | 19 | 0 | 0 | 1.1 | 3.6 | 0 | 1.1 | 0 | 0 | 1.1125 | 1112.4677 | 169299.4722
9 | 29 | 20 | 0 | 0 | 1.1 | 4.4 | 0 | 1.1 | 0 | 0 | 1.1422 | 1142.2377 | 173829.9813
9 | 29 | 21 | 0 | 0 | 1.1 | 3.6 | 0 | 1.1 | 0 | 0 | 1.077 | 1077.023 | 163905.3654
9 | 29 | 22 | 0 | 0 | 1.1 | 3.1 | 0 | 1.1 | 0 | 0 | 0.95068 | 950.6785 | 144677.7788
9 | 29 | 23 | 0 | 0 | 0.6 | 4.4 | 0 | 0.6 | 0 | 0 | 0.82036 | 820.359 | 124845.2834
9 | 30 | 0 | 0 | 0 | 0.6 | 2.2 | 0 | 0.6 | 0 | 0 | 0.72566 | 725.6624 | 110433.9963
9 | 30 | 1 | 0 | 0 | 0.6 | 2.8 | 0 | 0.6 | 0 | 0 | 0.66897 | 668.9697 | 101806.2874
9 | 30 | 2 | 0 | 0 | 0.6 | 2.2 | 0 | 0.6 | 0 | 0 | 0.63895 | 638.9467 | 97237.2881
9 | 30 | 3 | 0 | 0 | 0.6 | 1.4 | 0 | 0.6 | 0 | 0 | 0.62511 | 625.1096 | 95131.5044
9 | 30 | 4 | 0 | 0 | 0.6 | 1.7 | 0 | 0.6 | 0 | 0 | 0.62777 | 627.7692 | 95536.2484
9 | 30 | 5 | 0 | 0 | 0.6 | 1.4 | 0 | 0.6 | 0 | 0 | 0.66764 | 667.6353 | 101603.2227
9 | 30 | 6 | 0 | 8 | 0.6 | 0 | 7.236 | -3.65 | 50.839 | 9.846 | 0.77298 | 772.9773 | 117634.5592
9 | 30 | 7 | 0 | 40 | 1.1 | 1.7 | 36.166 | -0.18 | 250.445 | 205.719 | 0.87811 | 878.1074 | 133633.6516
9 | 30 | 8 | 0 | 85 | 1.7 | 2.2 | 77.981 | 1.823 | 535.457 | 485.075 | 0.92309 | 923.0891 | 140479.1271
9 | 30 | 9 | 85 | 176 | 2.2 | 1.7 | 242.225 | 7.392 | 1618.015 | 1542.646 | 0.9799 | 979.8988 | 149124.6398
9 | 30 | 10 | 275 | 220 | 2.8 | 2.2 | 492.376 | 14.89 | 3188.17 | 3066.701 | 1.0243 | 1024.3024 | 155882.1499
9 | 30 | 11 | 116 | 267 | 3.9 | 1.7 | 396.236 | 15.168 | 2566.229 | 2464.416 | 1.0555 | 1055.5123 | 160631.7886
9 | 30 | 12 | 72 | 264 | 3.9 | 4.4 | 352.728 | 10.565 | 2332.045 | 2237.159 | 1.0657 | 1065.7314 | 162186.9634
9 | 30 | 13 | 302 | 250 | 4.4 | 2.2 | 577.308 | 19.041 | 3672.748 | 3534.694 | 1.0667 | 1066.7343 | 162339.5933
9 | 30 | 14 | 761 | 116 | 5.6 | 5 | 778.588 | 20.384 | 4906.686 | 4721.383 | 1.0655 | 1065.4753 | 162147.981
9 | 30 | 15 | 641 | 145 | 6.1 | 4.4 | 598.268 | 18.667 | 3761.94 | 3620.713 | 1.0769 | 1076.9086 | 163887.9544
9 | 30 | 16 | 177 | 107 | 6.7 | 5.8 | 195.844 | 9.747 | 1259.413 | 1192.936 | 1.1059 | 1105.9034 | 168300.481
9 | 30 | 17 | 0 | 31 | 2.8 | 3.9 | 27.917 | 2.155 | 191.424 | 147.822 | 1.1294 | 1129.3768 | 171872.7499
9 | 30 | 18 | 0 | 5 | 1.4 | 3.9 | 4.523 | -0.175 | 31.317 | 0 | 1.109 | 1108.9816 | 168768.9403
9 | 30 | 19 | 0 | 0 | 1.5 | 3.6 | 0 | 1.5 | 0 | 0 | 1.1125 | 1112.4677 | 169299.4722
9 | 30 | 20 | 0 | 0 | 1.7 | 3.9 | 0 | 1.7 | 0 | 0 | 1.1422 | 1142.2377 | 173829.9813
9 | 30 | 21 | 0 | 0 | 1.9 | 3.9 | 0 | 1.9 | 0 | 0 | 1.077 | 1077.023 | 163905.3654
9 | 30 | 22 | 0 | 0 | 2.3 | 3.9 | 0 | 2.3 | 0 | 0 | 0.95068 | 950.6785 | 144677.7788
9 | 30 | 23 | 0 | 0 | 2.6 | 3.1 | 0 | 2.6 | 0 | 0 | 0.82036 | 820.359 | 124845.2834
10 | 1 | 0 | 0 | 0 | 3 | 3.6 | 0 | 3 | 0 | 0 | 0.74975 | 749.7465 | 114099.2031
10 | 1 | 1 | 0 | 0 | 3.2 | 2.2 | 0 | 3.2 | 0 | 0 | 0.69351 | 693.5062 | 105540.3428
10 | 1 | 2 | 0 | 0 | 3.4 | 3.6 | 0 | 3.4 | 0 | 0 | 0.66441 | 664.4056 | 101111.7095
10 | 1 | 3 | 0 | 0 | 3.5 | 3.6 | 0 | 3.5 | 0 | 0 | 0.65214 | 652.1354 | 99244.393
10 | 1 | 4 | 0 | 0 | 3.5 | 3.1 | 0 | 3.5 | 0 | 0 | 0.65742 | 657.4191 | 100048.4791
10 | 1 | 5 | 0 | 0 | 3.5 | 2.8 | 0 | 3.5 | 0 | 0 | 0.70177 | 701.7652 | 106797.2366
10 | 1 | 6 | 0 | 10 | 3.3 | 2.2 | 9.045 | 1.401 | 62.219 | 21.018 | 0.81746 | 817.462 | 124404.4049
10 | 1 | 7 | 152 | 43 | 3.9 | 0 | 89.312 | 3.691 | 547.466 | 496.837 | 0.96153 | 961.5321 | 146329.5197
10 | 1 | 8 | 112 | 116 | 6.1 | 2.2 | 182.198 | 9.31 | 1189.6 | 1124.783 | 0.99797 | 997.9734 | 151875.2986
10 | 1 | 9 | 143 | 165 | 7.8 | 2.2 | 280.959 | 13.995 | 1819.781 | 1739.141 | 1.0305 | 1030.4603 | 156819.272
10 | 1 | 10 | 105 | 255 | 9.4 | 2.2 | 367.208 | 18.203 | 2344.252 | 2249.011 | 1.0634 | 1063.3622 | 161826.4037
10 | 1 | 11 | 313 | 244 | 10.6 | 2.2 | 584.287 | 25.304 | 3610.959 | 3475.082 | 1.0877 | 1087.7259 | 165534.1698
10 | 1 | 12 | 470 | 218 | 11.1 | 2.2 | 727.106 | 30.079 | 4393.271 | 4228.502 | 1.0912 | 1091.1911 | 166061.5168
10 | 1 | 13 | 689 | 139 | 12.2 | 2.2 | 820.087 | 33.878 | 4861.307 | 4677.87 | 1.0869 | 1086.8871 | 165406.52
10 | 1 | 14 | 706 | 130 | 12.8 | 3.6 | 746.027 | 29.911 | 4495.083 | 4326.343 | 1.0803 | 1080.3245 | 164407.7953
10 | 1 | 15 | 462 | 134 | 12.2 | 4.4 | 467.633 | 21.987 | 2897.797 | 2785.733 | 1.0887 | 1088.6876 | 165680.5155
10 | 1 | 16 | 115 | 108 | 11.1 | 2.2 | 170.252 | 15.28 | 1076.294 | 1014.123 | 1.1219 | 1121.9252 | 170738.7402
10 | 1 | 17 | 29 | 38 | 7.8 | 2.2 | 44.832 | 7.542 | 288.177 | 242.724 | 1.1591 | 1159.1234 | 176399.7095
10 | 1 | 18 | 0 | 6 | 7.8 | 2.2 | 5.427 | 6.015 | 36.603 | 0 | 1.1961 | 1196.1204 | 182030.0417
10 | 1 | 19 | 0 | 0 | 7.2 | 2.8 | 0 | 7.2 | 0 | 0 | 1.2302 | 1230.2053 | 187217.2147
10 | 1 | 20 | 0 | 0 | 7.8 | 2.2 | 0 | 7.8 | 0 | 0 | 1.1871 | 1187.1353 | 180662.6641
10 | 1 | 21 | 0 | 0 | 6.7 | 2.2 | 0 | 6.7 | 0 | 0 | 1.1011 | 1101.1237 | 167573.0973
10 | 1 | 22 | 0 | 0 | 6.7 | 3.6 | 0 | 6.7 | 0 | 0 | 0.9765 | 976.4958 | 148606.7528
10 | 1 | 23 | 0 | 0 | 7.2 | 3.9 | 0 | 7.2 | 0 | 0 | 0.84873 | 848.7299 | 129162.8695
10 | 2 | 0 | 0 | 0 | 8.3 | 6.4 | 0 | 8.3 | 0 | 0 | 0.74975 | 749.7465 | 114099.2031
10 | 2 | 1 | 0 | 0 | 8.9 | 7.2 | 0 | 8.9 | 0 | 0 | 0.69351 | 693.5062 | 105540.3428
10 | 2 | 2 | 0 | 0 | 7.8 | 6.7 | 0 | 7.8 | 0 | 0 | 0.66441 | 664.4056 | 101111.7095
10 | 2 | 3 | 0 | 0 | 6.7 | 4.4 | 0 | 6.7 | 0 | 0 | 0.65214 | 652.1354 | 99244.393
10 | 2 | 4 | 0 | 0 | 6.7 | 4.4 | 0 | 6.7 | 0 | 0 | 0.65742 | 657.4191 | 100048.4791
10 | 2 | 5 | 0 | 0 | 6.7 | 6.4 | 0 | 6.7 | 0 | 0 | 0.70177 | 701.7652 | 106797.2366
10 | 2 | 6 | 0 | 6 | 7.2 | 6.7 | 5.427 | 6.1 | 36.589 | 0 | 0.81746 | 817.462 | 124404.4049
10 | 2 | 7 | 5 | 40 | 7.8 | 8.9 | 38.208 | 7.349 | 254.231 | 209.433 | 0.96153 | 961.5321 | 146329.5197
10 | 2 | 8 | 2 | 91 | 8.3 | 7.5 | 86.182 | 8.565 | 574.464 | 523.279 | 0.99797 | 997.9734 | 151875.2986
10 | 2 | 9 | 0 | 119 | 8.9 | 7.2 | 110.286 | 9.607 | 732.295 | 677.782 | 1.0305 | 1030.4603 | 156819.272
10 | 2 | 10 | 0 | 139 | 8.3 | 6.4 | 128.576 | 9.399 | 854.522 | 797.352 | 1.0634 | 1063.3622 | 161826.4037
10 | 2 | 11 | 0 | 97 | 8.3 | 2.2 | 85.973 | 9.032 | 572.298 | 521.158 | 1.0877 | 1087.7259 | 165534.1698
10 | 2 | 12 | 0 | 40 | 7.2 | 3.1 | 35.08 | 6.447 | 236.153 | 191.701 | 1.0912 | 1091.1911 | 166061.5168
10 | 2 | 13 | 0 | 50 | 7.2 | 2.2 | 43.866 | 6.432 | 295.321 | 249.731 | 1.0869 | 1086.8871 | 165406.52
10 | 2 | 14 | 0 | 44 | 7.8 | 1.4 | 38.561 | 6.783 | 259.211 | 214.317 | 1.0803 | 1080.3245 | 164407.7953
10 | 2 | 15 | 0 | 38 | 8.3 | 1.4 | 33.261 | 7.1 | 223.277 | 179.07 | 1.0887 | 1088.6876 | 165680.5155
10 | 2 | 16 | 0 | 17 | 7.8 | 1.4 | 14.833 | 5.986 | 100.055 | 58.159 | 1.1219 | 1121.9252 | 170738.7402
10 | 2 | 17 | 0 | 5 | 7.2 | 4.4 | 4.35 | 5.752 | 29.373 | 0 | 1.1591 | 1159.1234 | 176399.7095
10 | 2 | 18 | 0 | 1 | 6.7 | 3.6 | 0.905 | 4.968 | 6.128 | 0 | 1.1961 | 1196.1204 | 182030.0417
10 | 2 | 19 | 0 | 0 | 6.7 | 3.1 | 0 | 6.7 | 0 | 0 | 1.2302 | 1230.2053 | 187217.2147
10 | 2 | 20 | 0 | 0 | 6.7 | 3.6 | 0 | 6.7 | 0 | 0 | 1.1871 | 1187.1353 | 180662.6641
10 | 2 | 21 | 0 | 0 | 6.7 | 6.4 | 0 | 6.7 | 0 | 0 | 1.1011 | 1101.1237 | 167573.0973
10 | 2 | 22 | 0 | 0 | 5.6 | 6.7 | 0 | 5.6 | 0 | 0 | 0.9765 | 976.4958 | 148606.7528
10 | 2 | 23 | 0 | 0 | 5.6 | 8.1 | 0 | 5.6 | 0 | 0 | 0.84873 | 848.7299 | 129162.8695
10 | 3 | 0 | 0 | 0 | 5.6 | 8.9 | 0 | 5.6 | 0 | 0 | 0.74975 | 749.7465 | 114099.2031
10 | 3 | 1 | 0 | 0 | 5.6 | 7.5 | 0 | 5.6 | 0 | 0 | 0.69351 | 693.5062 | 105540.3428
10 | 3 | 2 | 0 | 0 | 5.6 | 8.9 | 0 | 5.6 | 0 | 0 | 0.66441 | 664.4056 | 101111.7095
10 | 3 | 3 | 0 | 0 | 5.6 | 8.9 | 0 | 5.6 | 0 | 0 | 0.65214 | 652.1354 | 99244.393
10 | 3 | 4 | 0 | 0 | 5 | 8.1 | 0 | 5 | 0 | 0 | 0.65742 | 657.4191 | 100048.4791
10 | 3 | 5 | 0 | 0 | 4.4 | 8.1 | 0 | 4.4 | 0 | 0 | 0.70177 | 701.7652 | 106797.2366
10 | 3 | 6 | 0 | 9 | 3.9 | 7.2 | 8.141 | 2.872 | 55.649 | 14.568 | 0.81746 | 817.462 | 124404.4049
10 | 3 | 7 | 259 | 40 | 4.4 | 7.5 | 119.046 | 5.118 | 702.518 | 648.643 | 0.96153 | 961.5321 | 146329.5197
10 | 3 | 8 | 471 | 83 | 4.4 | 7.5 | 335.02 | 8.555 | 2142.102 | 2052.643 | 0.99797 | 997.9734 | 151875.2986
10 | 3 | 9 | 197 | 174 | 5 | 12.5 | 330.034 | 8.008 | 2192.521 | 2101.638 | 1.0305 | 1030.4603 | 156819.272
10 | 3 | 10 | 90 | 219 | 3.9 | 12.5 | 309.68 | 6.674 | 2080.699 | 1992.958 | 1.0634 | 1063.3622 | 161826.4037
10 | 3 | 11 | 48 | 232 | 3.9 | 14.7 | 292.172 | 6.187 | 1968.77 | 1884.115 | 1.0877 | 1087.7259 | 165534.1698
10 | 3 | 12 | 0 | 146 | 1.7 | 13.3 | 134.473 | 2.482 | 920.776 | 862.137 | 1.0912 | 1091.1911 | 166061.5168
10 | 3 | 13 | 0 | 99 | 0 | 11.1 | 88.003 | 0.255 | 608.293 | 556.404 | 1.0869 | 1086.8871 | 165406.52
10 | 3 | 14 | 0 | 91 | 1.7 | 12.5 | 80.818 | 1.835 | 554.907 | 504.126 | 1.0803 | 1080.3245 | 164407.7953
10 | 3 | 15 | 0 | 118 | 1.7 | 13.3 | 110.539 | 2.138 | 758.005 | 702.94 | 1.0887 | 1088.6876 | 165680.5155
10 | 3 | 16 | 0 | 59 | 1.7 | 11.1 | 52.991 | 1.53 | 364.318 | 317.379 | 1.1219 | 1121.9252 | 170738.7402
10 | 3 | 17 | 0 | 18 | 1.1 | 11.7 | 15.741 | 0.477 | 108.705 | 66.65 | 1.1591 | 1159.1234 | 176399.7095
10 | 3 | 18 | 0 | 3 | 1.1 | 12.5 | 2.714 | 0.344 | 18.749 | 0 | 1.1961 | 1196.1204 | 182030.0417
10 | 3 | 19 | 0 | 0 | 1.1 | 10.8 | 0 | 1.1 | 0 | 0 | 1.2302 | 1230.2053 | 187217.2147
10 | 3 | 20 | 0 | 0 | 0.6 | 10.3 | 0 | 0.6 | 0 | 0 | 1.1871 | 1187.1353 | 180662.6641
10 | 3 | 21 | 0 | 0 | 0 | 9.4 | 0 | 0 | 0 | 0 | 1.1011 | 1101.1237 | 167573.0973
10 | 3 | 22 | 0 | 0 | 0 | 9.4 | 0 | 0 | 0 | 0 | 0.9765 | 976.4958 | 148606.7528
10 | 3 | 23 | 0 | 0 | 0 | 9.4 | 0 | 0 | 0 | 0 | 0.84873 | 848.7299 | 129162.8695
10 | 4 | 0 | 0 | 0 | 0 | 9.4 | 0 | 0 | 0 | 0 | 0.74975 | 749.7465 | 114099.2031
10 | 4 | 1 | 0 | 0 | -0.6 | 9.4 | 0 | -0.6 | 0 | 0 | 0.69351 | 693.5062 | 105540.3428
10 | 4 | 2 | 0 | 0 | -0.6 | 8.9 | 0 | -0.6 | 0 | 0 | 0.66441 | 664.4056 | 101111.7095
10 | 4 | 3 | 0 | 0 | -0.6 | 8.1 | 0 | -0.6 | 0 | 0 | 0.65214 | 652.1354 | 99244.393
10 | 4 | 4 | 0 | 0 | -1.1 | 8.1 | 0 | -1.1 | 0 | 0 | 0.65742 | 657.4191 | 100048.4791
10 | 4 | 5 | 0 | 0 | -1.1 | 6.7 | 0 | -1.1 | 0 | 0 | 0.70177 | 701.7652 | 106797.2366
10 | 4 | 6 | 0 | 6 | -1.1 | 7.2 | 5.427 | -2.185 | 37.898 | 0 | 0.81746 | 817.462 | 124404.4049
10 | 4 | 7 | 64 | 44 | -0.6 | 5.8 | 65.34 | -0.769 | 427.323 | 379.133 | 0.96153 | 961.5321 | 146329.5197
10 | 4 | 8 | 154 | 111 | 0 | 4.4 | 198.316 | 2.731 | 1325.274 | 1257.209 | 0.99797 | 997.9734 | 151875.2986
10 | 4 | 9 | 466 | 134 | 0.6 | 6.4 | 488.44 | 7.876 | 3233.766 | 3110.783 | 1.0305 | 1030.4603 | 156819.272
10 | 4 | 10 | 697 | 95 | 0.6 | 5.8 | 714.874 | 12.813 | 4664.696 | 4489.228 | 1.0634 | 1063.3622 | 161826.4037
10 | 4 | 11 | 715 | 131 | 1.7 | 5.8 | 841.023 | 16.491 | 5411.113 | 5204.42 | 1.0877 | 1087.7259 | 165534.1698
10 | 4 | 12 | 799 | 135 | 3.9 | 6.4 | 943.795 | 19.69 | 5986.635 | 5754.065 | 1.0912 | 1091.1911 | 166061.5168
10 | 4 | 13 | 902 | 78 | 5 | 6.4 | 917.777 | 20.479 | 5795.99 | 5572.166 | 1.0869 | 1086.8871 | 165406.52
10 | 4 | 14 | 879 | 76 | 6.1 | 7.2 | 809.772 | 18.706 | 5137.114 | 4942.189 | 1.0803 | 1080.3245 | 164407.7953
10 | 4 | 15 | 777 | 84 | 5.6 | 4.4 | 612.387 | 18.523 | 3837.153 | 3693.22 | 1.0887 | 1088.6876 | 165680.5155
10 | 4 | 16 | 668 | 60 | 5.6 | 3.6 | 370.912 | 13.958 | 2257.798 | 2165.053 | 1.1219 | 1121.9252 | 170738.7402
10 | 4 | 17 | 292 | 48 | 3.3 | 1.4 | 115.653 | 6.231 | 655.223 | 602.35 | 1.1591 | 1159.1234 | 176399.7095
10 | 4 | 18 | 0 | 8 | -1.1 | 3.1 | 0 | -1.1 | 0 | 0 | 1.1961 | 1196.1204 | 182030.0417
10 | 4 | 19 | 0 | 0 | -2.8 | 2.2 | 0 | -2.8 | 0 | 0 | 1.2302 | 1230.2053 | 187217.2147
10 | 4 | 20 | 0 | 0 | -0.6 | 2.2 | 0 | -0.6 | 0 | 0 | 1.1871 | 1187.1353 | 180662.6641
10 | 4 | 21 | 0 | 0 | 0.6 | 3.6 | 0 | 0.6 | 0 | 0 | 1.1011 | 1101.1237 | 167573.0973
10 | 4 | 22 | 0 | 0 | 0.6 | 3.6 | 0 | 0.6 | 0 | 0 | 0.9765 | 976.4958 | 148606.7528
10 | 4 | 23 | 0 | 0 | 1.1 | 2.2 | 0 | 1.1 | 0 | 0 | 0.84873 | 848.7299 | 129162.8695
10 | 5 | 0 | 0 | 0 | 1.1 | 2.2 | 0 | 1.1 | 0 | 0 | 0.74975 | 749.7465 | 114099.2031
10 | 5 | 1 | 0 | 0 | 1.1 | 2.2 | 0 | 1.1 | 0 | 0 | 0.69351 | 693.5062 | 105540.3428
10 | 5 | 2 | 0 | 0 | 1.7 | 1.4 | 0 | 1.7 | 0 | 0 | 0.66441 | 664.4056 | 101111.7095
10 | 5 | 3 | 0 | 0 | 1.1 | 2.2 | 0 | 1.1 | 0 | 0 | 0.65214 | 652.1354 | 99244.393
10 | 5 | 4 | 0 | 0 | 1.7 | 2.2 | 0 | 1.7 | 0 | 0 | 0.65742 | 657.4191 | 100048.4791
10 | 5 | 5 | 0 | 0 | 1.7 | 0.8 | 0 | 1.7 | 0 | 0 | 0.70177 | 701.7652 | 106797.2366
10 | 5 | 6 | 0 | 5 | 1.7 | 0 | 4.523 | -0.901 | 31.413 | 0 | 0.81746 | 817.462 | 124404.4049
10 | 5 | 7 | 13 | 36 | 2.8 | 0 | 39.006 | 0.069 | 264.504 | 219.508 | 0.96153 | 961.5321 | 146329.5197
10 | 5 | 8 | 68 | 106 | 5 | 1.4 | 143.763 | 7.232 | 950.93 | 891.614 | 0.99797 | 997.9734 | 151875.2986
10 | 5 | 9 | 79 | 179 | 7.2 | 3.6 | 247.017 | 11.574 | 1620.307 | 1544.88 | 1.0305 | 1030.4603 | 156819.272
10 | 5 | 10 | 12 | 218 | 7.2 | 0.6 | 228.06 | 14.484 | 1481.678 | 1409.761 | 1.0634 | 1063.3622 | 161826.4037
10 | 5 | 11 | 18 | 232 | 8.9 | 2.2 | 246.831 | 14.332 | 1604.884 | 1529.851 | 1.0877 | 1087.7259 | 165534.1698
10 | 5 | 12 | 19 | 236 | 9.4 | 3.1 | 251.835 | 14.396 | 1636.997 | 1561.14 | 1.0912 | 1091.1911 | 166061.5168
10 | 5 | 13 | 4 | 202 | 9.4 | 3.6 | 200.078 | 12.95 | 1309.008 | 1241.337 | 1.0869 | 1086.8871 | 165406.52
10 | 5 | 14 | 0 | 146 | 10.6 | 5.3 | 137.504 | 12.169 | 902.767 | 844.529 | 1.0803 | 1080.3245 | 164407.7953
10 | 5 | 15 | 0 | 76 | 9.4 | 3.9 | 67.619 | 9.584 | 449.034 | 400.408 | 1.0887 | 1088.6876 | 165680.5155
10 | 5 | 16 | 0 | 35 | 8.9 | 2.8 | 30.628 | 7.98 | 204.817 | 160.961 | 1.1219 | 1121.9252 | 170738.7402
10 | 5 | 17 | 0 | 14 | 7.2 | 2.2 | 12.228 | 5.543 | 82.638 | 41.063 | 1.1591 | 1159.1234 | 176399.7095
10 | 5 | 18 | 0 | 2 | 6.7 | 4.4 | 0 | 6.7 | 0 | 0 | 1.1961 | 1196.1204 | 182030.0417
10 | 5 | 19 | 0 | 0 | 6.7 | 4.4 | 0 | 6.7 | 0 | 0 | 1.2302 | 1230.2053 | 187217.2147
10 | 5 | 20 | 0 | 0 | 6.1 | 3.1 | 0 | 6.1 | 0 | 0 | 1.1871 | 1187.1353 | 180662.6641
10 | 5 | 21 | 0 | 0 | 3.3 | 3.1 | 0 | 3.3 | 0 | 0 | 1.1011 | 1101.1237 | 167573.0973
10 | 5 | 22 | 0 | 0 | 3.3 | 2.8 | 0 | 3.3 | 0 | 0 | 0.9765 | 976.4958 | 148606.7528
10 | 5 | 23 | 0 | 0 | 1.1 | 1.4 | 0 | 1.1 | 0 | 0 | 0.84873 | 848.7299 | 129162.8695
10 | 6 | 0 | 0 | 0 | 0.6 | 2.2 | 0 | 0.6 | 0 | 0 | 0.74975 | 749.7465 | 114099.2031
10 | 6 | 1 | 0 | 0 | -1.1 | 0.8 | 0 | -1.1 | 0 | 0 | 0.69351 | 693.5062 | 105540.3428
10 | 6 | 2 | 0 | 0 | -4.4 | 2.2 | 0 | -4.4 | 0 | 0 | 0.66441 | 664.4056 | 101111.7095
10 | 6 | 3 | 0 | 0 | -2.8 | 0.8 | 0 | -2.8 | 0 | 0 | 0.65214 | 652.1354 | 99244.393
10 | 6 | 4 | 0 | 0 | -3.9 | 0 | 0 | -3.9 | 0 | 0 | 0.65742 | 657.4191 | 100048.4791
10 | 6 | 5 | 0 | 0 | -3.3 | 0.8 | 0 | -3.3 | 0 | 0 | 0.70177 | 701.7652 | 106797.2366
10 | 6 | 6 | 0 | 5 | -3.3 | 2.2 | 4.523 | -5.37 | 32.001 | 0 | 0.81746 | 817.462 | 124404.4049
10 | 6 | 7 | 351 | 29 | -1.1 | 3.6 | 132.273 | 0.224 | 770.56 | 715.223 | 0.96153 | 961.5321 | 146329.5197
10 | 6 | 8 | 635 | 70 | 3.9 | 0.8 | 401.765 | 15.918 | 2471.154 | 2372.184 | 0.99797 | 997.9734 | 151875.2986
10 | 6 | 9 | 783 | 59 | 6.7 | 3.9 | 616.293 | 19.763 | 3854.651 | 3710.085 | 1.0305 | 1030.4603 | 156819.272
10 | 6 | 10 | 838 | 70 | 8.3 | 3.1 | 793.087 | 27.035 | 4845.829 | 4663.025 | 1.0634 | 1063.3622 | 161826.4037
10 | 6 | 11 | 865 | 78 | 10 | 2.8 | 903.961 | 32.357 | 5398.019 | 5191.896 | 1.0877 | 1087.7259 | 165534.1698
10 | 6 | 12 | 874 | 82 | 11.1 | 3.1 | 939.167 | 33.759 | 5572.259 | 5358.478 | 1.0912 | 1091.1911 | 166061.5168
10 | 6 | 13 | 833 | 77 | 12.2 | 3.1 | 859.105 | 33.085 | 5110.189 | 4916.401 | 1.0869 | 1086.8871 | 165406.52
10 | 6 | 14 | 738 | 79 | 11.7 | 2.2 | 697.251 | 30.729 | 4179.865 | 4023.266 | 1.0803 | 1080.3245 | 164407.7953
10 | 6 | 15 | 566 | 105 | 12.2 | 2.2 | 497.007 | 25.65 | 3016.708 | 2900.84 | 1.0887 | 1088.6876 | 165680.5155
10 | 6 | 16 | 155 | 88 | 11.1 | 2.2 | 164.726 | 15.23 | 1029.451 | 968.355 | 1.1219 | 1121.9252 | 170738.7402
10 | 6 | 17 | 0 | 21 | 7.8 | 0 | 18.692 | 7.11 | 125.471 | 83.104 | 1.1591 | 1159.1234 | 176399.7095
10 | 6 | 18 | 0 | 2 | 4.4 | 2.2 | 0 | 4.4 | 0 | 0 | 1.1961 | 1196.1204 | 182030.0417
10 | 6 | 19 | 0 | 0 | 6.1 | 2.8 | 0 | 6.1 | 0 | 0 | 1.2302 | 1230.2053 | 187217.2147
10 | 6 | 20 | 0 | 0 | 6.7 | 2.8 | 0 | 6.7 | 0 | 0 | 1.1871 | 1187.1353 | 180662.6641
10 | 6 | 21 | 0 | 0 | 7.2 | 3.9 | 0 | 7.2 | 0 | 0 | 1.1011 | 1101.1237 | 167573.0973
10 | 6 | 22 | 0 | 0 | 7.2 | 3.6 | 0 | 7.2 | 0 | 0 | 0.9765 | 976.4958 | 148606.7528
10 | 6 | 23 | 0 | 0 | 7.8 | 3.1 | 0 | 7.8 | 0 | 0 | 0.84873 | 848.7299 | 129162.8695
10 | 7 | 0 | 0 | 0 | 7.8 | 3.6 | 0 | 7.8 | 0 | 0 | 0.74975 | 749.7465 | 114099.2031
10 | 7 | 1 | 0 | 0 | 7.8 | 3.1 | 0 | 7.8 | 0 | 0 | 0.69351 | 693.5062 | 105540.3428
10 | 7 | 2 | 0 | 0 | 7.2 | 2.8 | 0 | 7.2 | 0 | 0 | 0.66441 | 664.4056 | 101111.7095
10 | 7 | 3 | 0 | 0 | 7.2 | 2.8 | 0 | 7.2 | 0 | 0 | 0.65214 | 652.1354 | 99244.393
10 | 7 | 4 | 0 | 0 | 3.9 | 2.2 | 0 | 3.9 | 0 | 0 | 0.65742 | 657.4191 | 100048.4791
10 | 7 | 5 | 0 | 0 | 2.2 | 2.8 | 0 | 2.2 | 0 | 0 | 0.70177 | 701.7652 | 106797.2366
10 | 7 | 6 | 0 | 6 | 2.2 | 3.1 | 5.427 | 0.465 | 37.479 | 0 | 0.81746 | 817.462 | 124404.4049
10 | 7 | 7 | 273 | 30 | 5.6 | 2.8 | 113.492 | 6.573 | 654.539 | 601.68 | 0.96153 | 961.5321 | 146329.5197
10 | 7 | 8 | 656 | 40 | 11.1 | 2.2 | 375.135 | 19.555 | 2256.887 | 2164.169 | 0.99797 | 997.9734 | 151875.2986
10 | 7 | 9 | 794 | 61 | 15 | 7.2 | 625.089 | 24.208 | 3829.391 | 3685.739 | 1.0305 | 1030.4603 | 156819.272
10 | 7 | 10 | 844 | 71 | 17.8 | 7.5 | 797.823 | 29.709 | 4812.536 | 4631.092 | 1.0634 | 1063.3622 | 161826.4037
10 | 7 | 11 | 857 | 76 | 20.6 | 8.9 | 892.316 | 32.739 | 5318.313 | 5115.645 | 1.0877 | 1087.7259 | 165534.1698
10 | 7 | 12 | 876 | 71 | 21.7 | 10.3 | 915.052 | 33.079 | 5446.972 | 5238.712 | 1.0912 | 1091.1911 | 166061.5168
10 | 7 | 13 | 855 | 76 | 22.2 | 9.7 | 875.081 | 33.545 | 5193.124 | 4995.822 | 1.0869 | 1086.8871 | 165406.52
10 | 7 | 14 | 832 | 68 | 22.2 | 10.3 | 755.178 | 31.551 | 4507.516 | 4338.286 | 1.0803 | 1080.3245 | 164407.7953
10 | 7 | 15 | 797 | 54 | 22.2 | 7.5 | 579.112 | 30.926 | 3414.151 | 3285.086 | 1.0887 | 1088.6876 | 165680.5155
10 | 7 | 16 | 690 | 41 | 21.1 | 3.1 | 350.647 | 29.276 | 1969.874 | 1885.189 | 1.1219 | 1121.9252 | 170738.7402
10 | 7 | 17 | 212 | 45 | 17.8 | 5.8 | 96.681 | 18.831 | 531.112 | 480.819 | 1.1591 | 1159.1234 | 176399.7095
10 | 7 | 18 | 0 | 6 | 13.9 | 2.2 | 0 | 13.9 | 0 | 0 | 1.1961 | 1196.1204 | 182030.0417
10 | 7 | 19 | 0 | 0 | 12.2 | 2.2 | 0 | 12.2 | 0 | 0 | 1.2302 | 1230.2053 | 187217.2147
10 | 7 | 20 | 0 | 0 | 9.4 | 0.8 | 0 | 9.4 | 0 | 0 | 1.1871 | 1187.1353 | 180662.6641
10 | 7 | 21 | 0 | 0 | 8.9 | 0.8 | 0 | 8.9 | 0 | 0 | 1.1011 | 1101.1237 | 167573.0973
10 | 7 | 22 | 0 | 0 | 5.6 | 0.8 | 0 | 5.6 | 0 | 0 | 0.9765 | 976.4958 | 148606.7528
10 | 7 | 23 | 0 | 0 | 5 | 0.8 | 0 | 5 | 0 | 0 | 0.84873 | 848.7299 | 129162.8695
10 | 8 | 0 | 0 | 0 | 3.9 | 0.8 | 0 | 3.9 | 0 | 0 | 0.74975 | 749.7465 | 114099.2031
10 | 8 | 1 | 0 | 0 | 3.9 | 0.8 | 0 | 3.9 | 0 | 0 | 0.69351 | 693.5062 | 105540.3428
10 | 8 | 2 | 0 | 0 | 4.4 | 1.4 | 0 | 4.4 | 0 | 0 | 0.66441 | 664.4056 | 101111.7095
10 | 8 | 3 | 0 | 0 | 2.8 | 0.8 | 0 | 2.8 | 0 | 0 | 0.65214 | 652.1354 | 99244.393
10 | 8 | 4 | 0 | 0 | 3.3 | 0.8 | 0 | 3.3 | 0 | 0 | 0.65742 | 657.4191 | 100048.4791
10 | 8 | 5 | 0 | 0 | 2.8 | 3.1 | 0 | 2.8 | 0 | 0 | 0.70177 | 701.7652 | 106797.2366
10 | 8 | 6 | 0 | 7 | 2.2 | 3.6 | 6.332 | 0.777 | 43.668 | 2.806 | 0.81746 | 817.462 | 124404.4049
10 | 8 | 7 | 297 | 52 | 5 | 3.6 | 142.017 | 6.581 | 836.654 | 779.878 | 0.96153 | 961.5321 | 146329.5197
10 | 8 | 8 | 581 | 75 | 10.6 | 3.1 | 379.186 | 18.379 | 2308.715 | 2214.504 | 0.99797 | 997.9734 | 151875.2986
10 | 8 | 9 | 796 | 62 | 15.6 | 3.1 | 626.514 | 29.726 | 3738.364 | 3597.979 | 1.0305 | 1030.4603 | 156819.272
10 | 8 | 10 | 847 | 72 | 17.2 | 3.9 | 800.038 | 34.492 | 4714.574 | 4537.102 | 1.0634 | 1063.3622 | 161826.4037
10 | 8 | 11 | 772 | 118 | 18.3 | 5.3 | 871.339 | 34.69 | 5144.091 | 4948.871 | 1.0877 | 1087.7259 | 165534.1698
10 | 8 | 12 | 626 | 149 | 18.3 | 5.8 | 791.239 | 32.495 | 4723.807 | 4545.961 | 1.0912 | 1091.1911 | 166061.5168
10 | 8 | 13 | 426 | 183 | 19.4 | 5.3 | 619.407 | 31.071 | 3721.834 | 3582.039 | 1.0869 | 1086.8871 | 165406.52
10 | 8 | 14 | 201 | 191 | 20 | 4.4 | 376.827 | 27.713 | 2297.352 | 2203.469 | 1.0803 | 1080.3245 | 164407.7953
10 | 8 | 15 | 164 | 154 | 19.4 | 3.1 | 279.341 | 25.409 | 1710.893 | 1633.122 | 1.0887 | 1088.6876 | 165680.5155
10 | 8 | 16 | 80 | 84 | 17.2 | 3.6 | 129.222 | 19.247 | 802.39 | 746.362 | 1.1219 | 1121.9252 | 170738.7402
10 | 8 | 17 | 16 | 25 | 12.8 | 2.8 | 28.122 | 12.058 | 178.128 | 134.777 | 1.1591 | 1159.1234 | 176399.7095
10 | 8 | 18 | 0 | 3 | 11.1 | 2.2 | 0 | 11.1 | 0 | 0 | 1.1961 | 1196.1204 | 182030.0417
10 | 8 | 19 | 0 | 0 | 12.8 | 2.2 | 0 | 12.8 | 0 | 0 | 1.2302 | 1230.2053 | 187217.2147
10 | 8 | 20 | 0 | 0 | 10.6 | 0.6 | 0 | 10.6 | 0 | 0 | 1.1871 | 1187.1353 | 180662.6641
10 | 8 | 21 | 0 | 0 | 10.6 | 5.3 | 0 | 10.6 | 0 | 0 | 1.1011 | 1101.1237 | 167573.0973
10 | 8 | 22 | 0 | 0 | 12.8 | 2.2 | 0 | 12.8 | 0 | 0 | 0.9765 | 976.4958 | 148606.7528
10 | 8 | 23 | 0 | 0 | 11.7 | 2.2 | 0 | 11.7 | 0 | 0 | 0.84873 | 848.7299 | 129162.8695
10 | 9 | 0 | 0 | 0 | 11.7 | 2.8 | 0 | 11.7 | 0 | 0 | 0.74975 | 749.7465 | 114099.2031
10 | 9 | 1 | 0 | 0 | 10 | 2.8 | 0 | 10 | 0 | 0 | 0.69351 | 693.5062 | 105540.3428
10 | 9 | 2 | 0 | 0 | 6.1 | 2.2 | 0 | 6.1 | 0 | 0 | 0.66441 | 664.4056 | 101111.7095
10 | 9 | 3 | 0 | 0 | 7.8 | 2.8 | 0 | 7.8 | 0 | 0 | 0.65214 | 652.1354 | 99244.393
10 | 9 | 4 | 0 | 0 | 6.7 | 2.2 | 0 | 6.7 | 0 | 0 | 0.65742 | 657.4191 | 100048.4791
10 | 9 | 5 | 0 | 0 | 5.6 | 3.1 | 0 | 5.6 | 0 | 0 | 0.70177 | 701.7652 | 106797.2366
10 | 9 | 6 | 0 | 6 | 5.6 | 2.8 | 5.427 | 3.871 | 36.941 | 0 | 0.81746 | 817.462 | 124404.4049
10 | 9 | 7 | 295 | 47 | 7.8 | 4.4 | 136.76 | 9.153 | 792.974 | 737.151 | 0.96153 | 961.5321 | 146329.5197
10 | 9 | 8 | 683 | 41 | 11.7 | 3.1 | 387.833 | 19.667 | 2329.718 | 2234.899 | 0.99797 | 997.9734 | 151875.2986
10 | 9 | 9 | 773 | 58 | 13.9 | 2.8 | 605.053 | 28.033 | 3638.809 | 3501.953 | 1.0305 | 1030.4603 | 156819.272
10 | 9 | 10 | 818 | 62 | 15 | 3.1 | 754.363 | 32.616 | 4485.645 | 4317.274 | 1.0634 | 1063.3622 | 161826.4037
10 | 9 | 11 | 842 | 71 | 16.7 | 3.1 | 859.569 | 37 | 5016.096 | 4826.256 | 1.0877 | 1087.7259 | 165534.1698
10 | 9 | 12 | 740 | 96 | 17.8 | 2.2 | 826.266 | 39.768 | 4757.582 | 4578.372 | 1.0912 | 1091.1911 | 166061.5168
10 | 9 | 13 | 746 | 88 | 18.3 | 3.1 | 789.276 | 37.134 | 4601.229 | 4428.294 | 1.0869 | 1086.8871 | 165406.52
10 | 9 | 14 | 708 | 104 | 18.3 | 1.4 | 701.741 | 39.506 | 4027.692 | 3876.786 | 1.0803 | 1080.3245 | 164407.7953
10 | 9 | 15 | 524 | 85 | 18.3 | 0 | 444.983 | 38.437 | 2534.117 | 2433.269 | 1.0887 | 1088.6876 | 165680.5155
10 | 9 | 16 | 454 | 52 | 15.6 | 1.4 | 263.183 | 23.251 | 1533.759 | 1460.534 | 1.1219 | 1121.9252 | 170738.7402
10 | 9 | 17 | 24 | 24 | 10.6 | 3.1 | 28.803 | 10.218 | 180.779 | 137.377 | 1.1591 | 1159.1234 | 176399.7095
10 | 9 | 18 | 0 | 2 | 8.3 | 3.1 | 0 | 8.3 | 0 | 0 | 1.1961 | 1196.1204 | 182030.0417
10 | 9 | 19 | 0 | 0 | 6.1 | 3.1 | 0 | 6.1 | 0 | 0 | 1.2302 | 1230.2053 | 187217.2147
10 | 9 | 20 | 0 | 0 | 7.8 | 3.9 | 0 | 7.8 | 0 | 0 | 1.1871 | 1187.1353 | 180662.6641
10 | 9 | 21 | 0 | 0 | 10 | 3.9 | 0 | 10 | 0 | 0 | 1.1011 | 1101.1237 | 167573.0973
10 | 9 | 22 | 0 | 0 | 10 | 1.4 | 0 | 10 | 0 | 0 | 0.9765 | 976.4958 | 148606.7528
10 | 9 | 23 | 0 | 0 | 8.9 | 0 | 0 | 8.9 | 0 | 0 | 0.84873 | 848.7299 | 129162.8695
10 | 10 | 0 | 0 | 0 | 8.3 | 0.8 | 0 | 8.3 | 0 | 0 | 0.74975 | 749.7465 | 114099.2031
10 | 10 | 1 | 0 | 0 | 7.8 | 2.2 | 0 | 7.8 | 0 | 0 | 0.69351 | 693.5062 | 105540.3428
10 | 10 | 2 | 0 | 0 | 7.2 | 0 | 0 | 7.2 | 0 | 0 | 0.66441 | 664.4056 | 101111.7095
10 | 10 | 3 | 0 | 0 | 7.8 | 2.2 | 0 | 7.8 | 0 | 0 | 0.65214 | 652.1354 | 99244.393
10 | 10 | 4 | 0 | 0 | 7.2 | 0.8 | 0 | 7.2 | 0 | 0 | 0.65742 | 657.4191 | 100048.4791
10 | 10 | 5 | 0 | 0 | 6.1 | 0.8 | 0 | 6.1 | 0 | 0 | 0.70177 | 701.7652 | 106797.2366
10 | 10 | 6 | 0 | 4 | 6.1 | 0.8 | 3.618 | 3.496 | 24.667 | 0 | 0.81746 | 817.462 | 124404.4049
10 | 10 | 7 | 217 | 37 | 5.6 | 0 | 105.883 | 6.456 | 625.61 | 573.359 | 0.96153 | 961.5321 | 146329.5197
10 | 10 | 8 | 464 | 67 | 9.4 | 0.8 | 314.469 | 18.257 | 1918.173 | 1834.894 | 0.99797 | 997.9734 | 151875.2986
10 | 10 | 9 | 452 | 107 | 11.1 | 0.8 | 445.476 | 25.358 | 2721.261 | 2614.719 | 1.0305 | 1030.4603 | 156819.272
10 | 10 | 10 | 186 | 195 | 13.3 | 1.4 | 376.809 | 24.282 | 2336.688 | 2241.666 | 1.0634 | 1063.3622 | 161826.4037
10 | 10 | 11 | 184 | 226 | 15 | 2.2 | 429.457 | 25.672 | 2649.313 | 2544.98 | 1.0877 | 1087.7259 | 165534.1698
10 | 10 | 12 | 391 | 193 | 15 | 3.1 | 599.676 | 28.638 | 3647.616 | 3510.45 | 1.0912 | 1091.1911 | 166061.5168
10 | 10 | 13 | 498 | 153 | 15.6 | 0.8 | 645.344 | 37.227 | 3761.282 | 3620.079 | 1.0869 | 1086.8871 | 165406.52
10 | 10 | 14 | 512 | 127 | 16.1 | 2.8 | 568.258 | 29.986 | 3419.66 | 3290.406 | 1.0803 | 1080.3245 | 164407.7953
10 | 10 | 15 | 283 | 118 | 16.1 | 3.1 | 317.693 | 23.486 | 1953.246 | 1869.014 | 1.0887 | 1088.6876 | 165680.5155
10 | 10 | 16 | 388 | 62 | 15.6 | 2.8 | 243.475 | 20.781 | 1441.948 | 1371.021 | 1.1219 | 1121.9252 | 170738.7402
10 | 10 | 17 | 22 | 24 | 11.1 | 0.8 | 28.655 | 10.928 | 180.079 | 136.69 | 1.1591 | 1159.1234 | 176399.7095
10 | 10 | 18 | 0 | 2 | 7.8 | 2.2 | 0 | 7.8 | 0 | 0 | 1.1961 | 1196.1204 | 182030.0417
10 | 10 | 19 | 0 | 0 | 5.6 | 0.8 | 0 | 5.6 | 0 | 0 | 1.2302 | 1230.2053 | 187217.2147
10 | 10 | 20 | 0 | 0 | 5.6 | 0.8 | 0 | 5.6 | 0 | 0 | 1.1871 | 1187.1353 | 180662.6641
10 | 10 | 21 | 0 | 0 | 3.9 | 2.2 | 0 | 3.9 | 0 | 0 | 1.1011 | 1101.1237 | 167573.0973
10 | 10 | 22 | 0 | 0 | 2.2 | 2.8 | 0 | 2.2 | 0 | 0 | 0.9765 | 976.4958 | 148606.7528
10 | 10 | 23 | 0 | 0 | 1.7 | 2.8 | 0 | 1.7 | 0 | 0 | 0.84873 | 848.7299 | 129162.8695
10 | 11 | 0 | 0 | 0 | 0.6 | 2.2 | 0 | 0.6 | 0 | 0 | 0.74975 | 749.7465 | 114099.2031
10 | 11 | 1 | 0 | 0 | 3.9 | 3.1 | 0 | 3.9 | 0 | 0 | 0.69351 | 693.5062 | 105540.3428
10 | 11 | 2 | 0 | 0 | 2.2 | 1.4 | 0 | 2.2 | 0 | 0 | 0.66441 | 664.4056 | 101111.7095
10 | 11 | 3 | 0 | 0 | 0.6 | 0 | 0 | 0.6 | 0 | 0 | 0.65214 | 652.1354 | 99244.393
10 | 11 | 4 | 0 | 0 | 0.6 | 1.4 | 0 | 0.6 | 0 | 0 | 0.65742 | 657.4191 | 100048.4791
10 | 11 | 5 | 0 | 0 | 0 | 2.8 | 0 | 0 | 0 | 0 | 0.70177 | 701.7652 | 106797.2366
10 | 11 | 6 | 0 | 6 | 0 | 2.8 | 0 | 0 | 0 | 0 | 0.81746 | 817.462 | 124404.4049
10 | 11 | 7 | 280 | 44 | 0.6 | 2.8 | 128.015 | 1.989 | 763.735 | 708.546 | 0.96153 | 961.5321 | 146329.5197
10 | 11 | 8 | 643 | 50 | 7.8 | 2.2 | 377.228 | 16.382 | 2302.858 | 2208.816 | 0.99797 | 997.9734 | 151875.2986
10 | 11 | 9 | 794 | 53 | 13.3 | 3.6 | 610.341 | 26.423 | 3696.522 | 3557.626 | 1.0305 | 1030.4603 | 156819.272
10 | 11 | 10 | 831 | 63 | 15.6 | 3.9 | 763.173 | 32.109 | 4548.37 | 4377.53 | 1.0634 | 1063.3622 | 161826.4037
10 | 11 | 11 | 839 | 70 | 16.7 | 5.3 | 851.873 | 32.664 | 5077.983 | 4885.552 | 1.0877 | 1087.7259 | 165534.1698
10 | 11 | 12 | 639 | 140 | 17.2 | 7.2 | 788.342 | 29.501 | 4774.575 | 4594.675 | 1.0912 | 1091.1911 | 166061.5168
10 | 11 | 13 | 419 | 176 | 15 | 8.1 | 602.227 | 23.569 | 3749.327 | 3608.551 | 1.0869 | 1086.8871 | 165406.52
10 | 11 | 14 | 107 | 173 | 14.4 | 9.4 | 281.974 | 17.709 | 1802.046 | 1721.877 | 1.0803 | 1080.3245 | 164407.7953
10 | 11 | 15 | 357 | 122 | 11.7 | 7.5 | 367.651 | 16.576 | 2329.623 | 2234.807 | 1.0887 | 1088.6876 | 165680.5155
10 | 11 | 16 | 445 | 60 | 11.7 | 5.8 | 263.857 | 15.697 | 1591.835 | 1517.136 | 1.1219 | 1121.9252 | 170738.7402
10 | 11 | 17 | 118 | 29 | 7.8 | 2.2 | 60.33 | 8.295 | 353.639 | 306.91 | 1.1591 | 1159.1234 | 176399.7095
10 | 11 | 18 | 0 | 3 | 7.2 | 1.4 | 0 | 7.2 | 0 | 0 | 1.1961 | 1196.1204 | 182030.0417
10 | 11 | 19 | 0 | 0 | 5 | 0.8 | 0 | 5 | 0 | 0 | 1.2302 | 1230.2053 | 187217.2147
10 | 11 | 20 | 0 | 0 | 3.9 | 1.4 | 0 | 3.9 | 0 | 0 | 1.1871 | 1187.1353 | 180662.6641
10 | 11 | 21 | 0 | 0 | 5.6 | 3.1 | 0 | 5.6 | 0 | 0 | 1.1011 | 1101.1237 | 167573.0973
10 | 11 | 22 | 0 | 0 | 4.4 | 2.2 | 0 | 4.4 | 0 | 0 | 0.9765 | 976.4958 | 148606.7528
10 | 11 | 23 | 0 | 0 | 1.7 | 1.4 | 0 | 1.7 | 0 | 0 | 0.84873 | 848.7299 | 129162.8695
10 | 12 | 0 | 0 | 0 | 3.3 | 2.8 | 0 | 3.3 | 0 | 0 | 0.74975 | 749.7465 | 114099.2031
10 | 12 | 1 | 0 | 0 | 5 | 3.6 | 0 | 5 | 0 | 0 | 0.69351 | 693.5062 | 105540.3428
10 | 12 | 2 | 0 | 0 | 6.1 | 3.1 | 0 | 6.1 | 0 | 0 | 0.66441 | 664.4056 | 101111.7095
10 | 12 | 3 | 0 | 0 | 5.6 | 2.8 | 0 | 5.6 | 0 | 0 | 0.65214 | 652.1354 | 99244.393
10 | 12 | 4 | 0 | 0 | 7.8 | 6.7 | 0 | 7.8 | 0 | 0 | 0.65742 | 657.4191 | 100048.4791
10 | 12 | 5 | 0 | 0 | 7.2 | 3.9 | 0 | 7.2 | 0 | 0 | 0.70177 | 701.7652 | 106797.2366
10 | 12 | 6 | 0 | 4 | 6.1 | 2.2 | 0 | 6.1 | 0 | 0 | 0.81746 | 817.462 | 124404.4049
10 | 12 | 7 | 22 | 25 | 6.7 | 1.4 | 30.184 | 5.479 | 195.206 | 151.532 | 0.96153 | 961.5321 | 146329.5197
10 | 12 | 8 | 0 | 59 | 8.3 | 3.1 | 53.727 | 7.869 | 359.467 | 312.624 | 0.99797 | 997.9734 | 151875.2986
10 | 12 | 9 | 0 | 97 | 9.4 | 2.8 | 89.68 | 9.948 | 594.583 | 542.98 | 1.0305 | 1030.4603 | 156819.272
10 | 12 | 10 | 102 | 184 | 10.6 | 2.8 | 281.188 | 16.067 | 1811.608 | 1731.185 | 1.0634 | 1063.3622 | 161826.4037
10 | 12 | 11 | 593 | 159 | 11.7 | 3.1 | 746.052 | 28.429 | 4540 | 4369.491 | 1.0877 | 1087.7259 | 165534.1698
10 | 12 | 12 | 786 | 128 | 12.2 | 5.8 | 907.608 | 28.264 | 5529.026 | 5317.159 | 1.0912 | 1091.1911 | 166061.5168
10 | 12 | 13 | 673 | 121 | 12.8 | 4.4 | 764.724 | 29.067 | 4636.94 | 4462.582 | 1.0869 | 1086.8871 | 165406.52
10 | 12 | 14 | 478 | 146 | 12.8 | 0.8 | 561.97 | 32.86 | 3335.094 | 3208.714 | 1.0803 | 1080.3245 | 164407.7953
10 | 12 | 15 | 299 | 121 | 12.2 | 2.2 | 330.715 | 20.923 | 2056.104 | 1969.046 | 1.0887 | 1088.6876 | 165680.5155
10 | 12 | 16 | 333 | 61 | 10.6 | 0 | 218.398 | 20.311 | 1298.106 | 1230.699 | 1.1219 | 1121.9252 | 170738.7402
10 | 12 | 17 | 86 | 29 | 5 | 0.8 | 53.815 | 5.512 | 327.467 | 281.251 | 1.1591 | 1159.1234 | 176399.7095
10 | 12 | 18 | 0 | 2 | 2.8 | 3.1 | 0 | 2.8 | 0 | 0 | 1.1961 | 1196.1204 | 182030.0417
10 | 12 | 19 | 0 | 0 | 5.6 | 3.1 | 0 | 5.6 | 0 | 0 | 1.2302 | 1230.2053 | 187217.2147
10 | 12 | 20 | 0 | 0 | 7.8 | 2.8 | 0 | 7.8 | 0 | 0 | 1.1871 | 1187.1353 | 180662.6641
10 | 12 | 21 | 0 | 0 | 7.2 | 4.4 | 0 | 7.2 | 0 | 0 | 1.1011 | 1101.1237 | 167573.0973
10 | 12 | 22 | 0 | 0 | 5.6 | 3.9 | 0 | 5.6 | 0 | 0 | 0.9765 | 976.4958 | 148606.7528
10 | 12 | 23 | 0 | 0 | 7.2 | 4.4 | 0 | 7.2 | 0 | 0 | 0.84873 | 848.7299 | 129162.8695
10 | 13 | 0 | 0 | 0 | 6.1 | 2.8 | 0 | 6.1 | 0 | 0 | 0.74975 | 749.7465 | 114099.2031
10 | 13 | 1 | 0 | 0 | 6.1 | 3.9 | 0 | 6.1 | 0 | 0 | 0.69351 | 693.5062 | 105540.3428
10 | 13 | 2 | 0 | 0 | 6.1 | 3.1 | 0 | 6.1 | 0 | 0 | 0.66441 | 664.4056 | 101111.7095
10 | 13 | 3 | 0 | 0 | 5 | 2.8 | 0 | 5 | 0 | 0 | 0.65214 | 652.1354 | 99244.393
10 | 13 | 4 | 0 | 0 | 2.8 | 3.1 | 0 | 2.8 | 0 | 0 | 0.65742 | 657.4191 | 100048.4791
10 | 13 | 5 | 0 | 0 | 2.2 | 2.2 | 0 | 2.2 | 0 | 0 | 0.70177 | 701.7652 | 106797.2366
10 | 13 | 6 | 0 | 4 | 2.8 | 2.2 | 0 | 2.8 | 0 | 0 | 0.81746 | 817.462 | 124404.4049
10 | 13 | 7 | 64 | 24 | 3.9 | 1.4 | 47.022 | 3.139 | 295.205 | 249.617 | 0.96153 | 961.5321 | 146329.5197
10 | 13 | 8 | 54 | 86 | 8.9 | 0.8 | 117.44 | 10.583 | 765.335 | 710.111 | 0.99797 | 997.9734 | 151875.2986
10 | 13 | 9 | 159 | 132 | 12.2 | 2.8 | 256.393 | 17.133 | 1634.001 | 1558.221 | 1.0305 | 1030.4603 | 156819.272
10 | 13 | 10 | 121 | 197 | 13.9 | 2.2 | 328.936 | 21.588 | 2066.352 | 1979.01 | 1.0634 | 1063.3622 | 161826.4037
10 | 13 | 11 | 89 | 211 | 16.1 | 0 | 310.023 | 29.028 | 1882.526 | 1800.208 | 1.0877 | 1087.7259 | 165534.1698
10 | 13 | 12 | 11 | 221 | 13.9 | 6.7 | 232.798 | 16.971 | 1495.807 | 1423.537 | 1.0912 | 1091.1911 | 166061.5168
10 | 13 | 13 | 31 | 190 | 12.8 | 9.7 | 231.363 | 15.098 | 1498.876 | 1426.529 | 1.0869 | 1086.8871 | 165406.52
10 | 13 | 14 | 0 | 92 | 8.3 | 8.9 | 82.894 | 8.646 | 552.729 | 501.993 | 1.0803 | 1080.3245 | 164407.7953
10 | 13 | 15 | 0 | 28 | 5.6 | 10.8 | 24.473 | 5.079 | 165.728 | 122.61 | 1.0887 | 1088.6876 | 165680.5155
10 | 13 | 16 | 0 | 13 | 3.9 | 9.7 | 11.333 | 3.122 | 77.392 | 35.913 | 1.1219 | 1121.9252 | 170738.7402
10 | 13 | 17 | 0 | 7 | 3.3 | 6.7 | 6.1 | 2.196 | 41.816 | 0.987 | 1.1591 | 1159.1234 | 176399.7095
10 | 13 | 18 | 0 | 2 | 3.9 | 6.7 | 0 | 3.9 | 0 | 0 | 1.1961 | 1196.1204 | 182030.0417
10 | 13 | 19 | 0 | 0 | 3.3 | 7.2 | 0 | 3.3 | 0 | 0 | 1.2302 | 1230.2053 | 187217.2147
10 | 13 | 20 | 0 | 0 | 3.3 | 12.5 | 0 | 3.3 | 0 | 0 | 1.1871 | 1187.1353 | 180662.6641
10 | 13 | 21 | 0 | 0 | 3.9 | 14.2 | 0 | 3.9 | 0 | 0 | 1.1011 | 1101.1237 | 167573.0973
10 | 13 | 22 | 0 | 0 | 2.8 | 17.5 | 0 | 2.8 | 0 | 0 | 0.9765 | 976.4958 | 148606.7528
10 | 13 | 23 | 0 | 0 | 2.2 | 15.6 | 0 | 2.2 | 0 | 0 | 0.84873 | 848.7299 | 129162.8695
10 | 14 | 0 | 0 | 0 | 2.2 | 13.3 | 0 | 2.2 | 0 | 0 | 0.74975 | 749.7465 | 114099.2031
10 | 14 | 1 | 0 | 0 | 1.7 | 13.3 | 0 | 1.7 | 0 | 0 | 0.69351 | 693.5062 | 105540.3428
10 | 14 | 2 | 0 | 0 | 1.1 | 13.1 | 0 | 1.1 | 0 | 0 | 0.66441 | 664.4056 | 101111.7095
10 | 14 | 3 | 0 | 0 | 0 | 10.8 | 0 | 0 | 0 | 0 | 0.65214 | 652.1354 | 99244.393
10 | 14 | 4 | 0 | 0 | 0 | 8.9 | 0 | 0 | 0 | 0 | 0.65742 | 657.4191 | 100048.4791
10 | 14 | 5 | 0 | 0 | -0.6 | 9.4 | 0 | -0.6 | 0 | 0 | 0.70177 | 701.7652 | 106797.2366
10 | 14 | 6 | 0 | 4 | -1.1 | 7.2 | 0 | -1.1 | 0 | 0 | 0.81746 | 817.462 | 124404.4049
10 | 14 | 7 | 182 | 48 | -0.6 | 7.5 | 111.31 | -0.023 | 696.044 | 642.306 | 0.96153 | 961.5321 | 146329.5197
10 | 14 | 8 | 621 | 39 | 0.6 | 9.4 | 352.224 | 4.385 | 2260.009 | 2167.201 | 0.99797 | 997.9734 | 151875.2986
10 | 14 | 9 | 719 | 55 | 0 | 9.4 | 559.584 | 6.713 | 3703.889 | 3564.732 | 1.0305 | 1030.4603 | 156819.272
10 | 14 | 10 | 783 | 78 | 1.7 | 7.5 | 746.134 | 12.601 | 4868.067 | 4684.353 | 1.0634 | 1063.3622 | 161826.4037
10 | 14 | 11 | 824 | 72 | 2.2 | 5.8 | 844.338 | 17.095 | 5414.309 | 5207.477 | 1.0877 | 1087.7259 | 165534.1698
10 | 14 | 12 | 825 | 90 | 3.3 | 7.5 | 886.638 | 16.655 | 5699.68 | 5480.208 | 1.0912 | 1091.1911 | 166061.5168
10 | 14 | 13 | 832 | 94 | 3.9 | 7.5 | 859.987 | 16.891 | 5517.062 | 5305.722 | 1.0869 | 1086.8871 | 165406.52
10 | 14 | 14 | 803 | 88 | 4.4 | 5.8 | 744.53 | 17.668 | 4738.413 | 4559.978 | 1.0803 | 1080.3245 | 164407.7953
10 | 14 | 15 | 728 | 75 | 3.9 | 4.4 | 548.39 | 15.358 | 3469.565 | 3338.6 | 1.0887 | 1088.6876 | 165680.5155
10 | 14 | 16 | 428 | 78 | 3.3 | 3.1 | 273.086 | 9.646 | 1697.246 | 1619.831 | 1.1219 | 1121.9252 | 170738.7402
10 | 14 | 17 | 47 | 35 | -0.6 | 2.8 | 53.134 | -0.404 | 348.022 | 301.403 | 1.1591 | 1159.1234 | 176399.7095
10 | 14 | 18 | 0 | 2 | -2.2 | 0.8 | 0 | -2.2 | 0 | 0 | 1.1961 | 1196.1204 | 182030.0417
10 | 14 | 19 | 0 | 0 | -3.3 | 0 | 0 | -3.3 | 0 | 0 | 1.2302 | 1230.2053 | 187217.2147
10 | 14 | 20 | 0 | 0 | -5 | 0 | 0 | -5 | 0 | 0 | 1.1871 | 1187.1353 | 180662.6641
10 | 14 | 21 | 0 | 0 | -6.1 | 2.2 | 0 | -6.1 | 0 | 0 | 1.1011 | 1101.1237 | 167573.0973
10 | 14 | 22 | 0 | 0 | -6.7 | 0 | 0 | -6.7 | 0 | 0 | 0.9765 | 976.4958 | 148606.7528
10 | 14 | 23 | 0 | 0 | -6.1 | 0 | 0 | -6.1 | 0 | 0 | 0.84873 | 848.7299 | 129162.8695
10 | 15 | 0 | 0 | 0 | -6.1 | 2.8 | 0 | -6.1 | 0 | 0 | 0.74975 | 749.7465 | 114099.2031
10 | 15 | 1 | 0 | 0 | -7.2 | 2.2 | 0 | -7.2 | 0 | 0 | 0.69351 | 693.5062 | 105540.3428
10 | 15 | 2 | 0 | 0 | -7.2 | 1.4 | 0 | -7.2 | 0 | 0 | 0.66441 | 664.4056 | 101111.7095
10 | 15 | 3 | 0 | 0 | -7.8 | 0.8 | 0 | -7.8 | 0 | 0 | 0.65214 | 652.1354 | 99244.393
10 | 15 | 4 | 0 | 0 | -9.4 | 0.8 | 0 | -9.4 | 0 | 0 | 0.65742 | 657.4191 | 100048.4791
10 | 15 | 5 | 0 | 0 | -10 | 0 | 0 | -10 | 0 | 0 | 0.70177 | 701.7652 | 106797.2366
10 | 15 | 6 | 0 | 4 | -10 | 1.4 | 0 | -10 | 0 | 0 | 0.81746 | 817.462 | 124404.4049
10 | 15 | 7 | 176 | 45 | -6.7 | 0 | 106.115 | -4.825 | 676.225 | 622.908 | 0.96153 | 961.5321 | 146329.5197
10 | 15 | 8 | 640 | 50 | -2.8 | 2.2 | 375.754 | 5.802 | 2400.229 | 2303.353 | 0.99797 | 997.9734 | 151875.2986
10 | 15 | 9 | 742 | 74 | 0 | 2.8 | 600.109 | 14.307 | 3843.165 | 3699.015 | 1.0305 | 1030.4603 | 156819.272
10 | 15 | 10 | 853 | 65 | 2.2 | 3.6 | 784.273 | 19.982 | 4947.878 | 4760.874 | 1.0634 | 1063.3622 | 161826.4037
10 | 15 | 11 | 879 | 69 | 4.4 | 3.1 | 878.229 | 25.662 | 5412.477 | 5205.724 | 1.0877 | 1087.7259 | 165534.1698
10 | 15 | 12 | 886 | 70 | 5.6 | 3.6 | 905.014 | 26.576 | 5556.184 | 5343.115 | 1.0912 | 1091.1911 | 166061.5168
10 | 15 | 13 | 875 | 68 | 5.6 | 3.6 | 854.219 | 25.514 | 5265.055 | 5064.679 | 1.0869 | 1086.8871 | 165406.52
10 | 15 | 14 | 842 | 64 | 6.1 | 5.3 | 737.811 | 20.025 | 4642.793 | 4468.202 | 1.0803 | 1080.3245 | 164407.7953
10 | 15 | 15 | 720 | 68 | 5.6 | 2.8 | 533.441 | 19.133 | 3315.095 | 3189.389 | 1.0887 | 1088.6876 | 165680.5155
10 | 15 | 16 | 590 | 41 | 3.9 | 3.1 | 292.852 | 10.68 | 1774.92 | 1695.469 | 1.1219 | 1121.9252 | 170738.7402
10 | 15 | 17 | 40 | 32 | 1.1 | 2.8 | 47.6 | 1.219 | 310.585 | 264.698 | 1.1591 | 1159.1234 | 176399.7095
10 | 15 | 18 | 0 | 2 | -1.7 | 3.1 | 0 | -1.7 | 0 | 0 | 1.1961 | 1196.1204 | 182030.0417
10 | 15 | 19 | 0 | 0 | 0 | 4.4 | 0 | 0 | 0 | 0 | 1.2302 | 1230.2053 | 187217.2147
10 | 15 | 20 | 0 | 0 | -0.6 | 6.4 | 0 | -0.6 | 0 | 0 | 1.1871 | 1187.1353 | 180662.6641
10 | 15 | 21 | 0 | 0 | -1.7 | 5.3 | 0 | -1.7 | 0 | 0 | 1.1011 | 1101.1237 | 167573.0973
10 | 15 | 22 | 0 | 0 | -2.8 | 3.9 | 0 | -2.8 | 0 | 0 | 0.9765 | 976.4958 | 148606.7528
10 | 15 | 23 | 0 | 0 | -3.3 | 5.3 | 0 | -3.3 | 0 | 0 | 0.84873 | 848.7299 | 129162.8695
10 | 16 | 0 | 0 | 0 | -3.3 | 4.4 | 0 | -3.3 | 0 | 0 | 0.74975 | 749.7465 | 114099.2031
10 | 16 | 1 | 0 | 0 | -3.3 | 5.3 | 0 | -3.3 | 0 | 0 | 0.69351 | 693.5062 | 105540.3428
10 | 16 | 2 | 0 | 0 | -3.3 | 6.4 | 0 | -3.3 | 0 | 0 | 0.66441 | 664.4056 | 101111.7095
10 | 16 | 3 | 0 | 0 | -3.3 | 7.2 | 0 | -3.3 | 0 | 0 | 0.65214 | 652.1354 | 99244.393
10 | 16 | 4 | 0 | 0 | -2.8 | 5.3 | 0 | -2.8 | 0 | 0 | 0.65742 | 657.4191 | 100048.4791
10 | 16 | 5 | 0 | 0 | -2.8 | 6.4 | 0 | -2.8 | 0 | 0 | 0.70177 | 701.7652 | 106797.2366
10 | 16 | 6 | 0 | 3 | -2.8 | 5.8 | 0 | -2.8 | 0 | 0 | 0.81746 | 817.462 | 124404.4049
10 | 16 | 7 | 0 | 17 | -2.2 | 6.4 | 14.873 | -3.164 | 104.283 | 62.309 | 0.96153 | 961.5321 | 146329.5197
10 | 16 | 8 | 0 | 57 | -1.1 | 5.3 | 52.687 | -1.513 | 366.888 | 319.898 | 0.99797 | 997.9734 | 151875.2986
10 | 16 | 9 | 5 | 123 | 0 | 5.3 | 124.133 | 1.014 | 854.855 | 797.678 | 1.0305 | 1030.4603 | 156819.272
10 | 16 | 10 | 60 | 162 | 1.1 | 5.3 | 221.628 | 4.089 | 1505.431 | 1432.919 | 1.0634 | 1063.3622 | 161826.4037
10 | 16 | 11 | 9 | 203 | 2.8 | 6.4 | 212.618 | 5.428 | 1437.532 | 1366.714 | 1.0877 | 1087.7259 | 165534.1698
10 | 16 | 12 | 2 | 170 | 2.2 | 5.8 | 166.489 | 4.158 | 1131.871 | 1068.409 | 1.0912 | 1091.1911 | 166061.5168
10 | 16 | 13 | 0 | 138 | 2.2 | 3.6 | 130.224 | 3.889 | 886.353 | 828.48 | 1.0869 | 1086.8871 | 165406.52
10 | 16 | 14 | 0 | 110 | 2.8 | 1.4 | 102.427 | 4.16 | 696.352 | 642.608 | 1.0803 | 1080.3245 | 164407.7953
10 | 16 | 15 | 0 | 78 | 3.3 | 0.8 | 71.92 | 3.645 | 490.022 | 440.568 | 1.0887 | 1088.6876 | 165680.5155
10 | 16 | 16 | 0 | 47 | 2.2 | 3.1 | 44.322 | 1.587 | 304.64 | 258.869 | 1.1219 | 1121.9252 | 170738.7402
10 | 16 | 17 | 0 | 14 | 0.6 | 3.1 | 12.663 | -0.897 | 87.954 | 46.281 | 1.1591 | 1159.1234 | 176399.7095
10 | 16 | 18 | 0 | 2 | 0 | 3.9 | 0 | 0 | 0 | 0 | 1.1961 | 1196.1204 | 182030.0417
10 | 16 | 19 | 0 | 0 | -1.1 | 2.8 | 0 | -1.1 | 0 | 0 | 1.2302 | 1230.2053 | 187217.2147
10 | 16 | 20 | 0 | 0 | -2.8 | 2.2 | 0 | -2.8 | 0 | 0 | 1.1871 | 1187.1353 | 180662.6641
10 | 16 | 21 | 0 | 0 | -3.3 | 3.1 | 0 | -3.3 | 0 | 0 | 1.1011 | 1101.1237 | 167573.0973
10 | 16 | 22 | 0 | 0 | -2.8 | 2.2 | 0 | -2.8 | 0 | 0 | 0.9765 | 976.4958 | 148606.7528
10 | 16 | 23 | 0 | 0 | -3.9 | 0.6 | 0 | -3.9 | 0 | 0 | 0.84873 | 848.7299 | 129162.8695
10 | 17 | 0 | 0 | 0 | -3.3 | 2.2 | 0 | -3.3 | 0 | 0 | 0.74975 | 749.7465 | 114099.2031
10 | 17 | 1 | 0 | 0 | -4.4 | 0.8 | 0 | -4.4 | 0 | 0 | 0.69351 | 693.5062 | 105540.3428
10 | 17 | 2 | 0 | 0 | -5.6 | 1.4 | 0 | -5.6 | 0 | 0 | 0.66441 | 664.4056 | 101111.7095
10 | 17 | 3 | 0 | 0 | -6.1 | 0.8 | 0 | -6.1 | 0 | 0 | 0.65214 | 652.1354 | 99244.393
10 | 17 | 4 | 0 | 0 | -5.6 | 1.4 | 0 | -5.6 | 0 | 0 | 0.65742 | 657.4191 | 100048.4791
10 | 17 | 5 | 0 | 0 | -4.4 | 2.8 | 0 | -4.4 | 0 | 0 | 0.70177 | 701.7652 | 106797.2366
10 | 17 | 6 | 0 | 2 | -3.9 | 0.8 | 0 | -3.9 | 0 | 0 | 0.81746 | 817.462 | 124404.4049
10 | 17 | 7 | 155 | 39 | -2.2 | 0.8 | 93.202 | -1.738 | 586.744 | 535.304 | 0.96153 | 961.5321 | 146329.5197
10 | 17 | 8 | 568 | 42 | 0.6 | 3.1 | 328.318 | 7.079 | 2082.206 | 1994.423 | 0.99797 | 997.9734 | 151875.2986
10 | 17 | 9 | 728 | 52 | 3.3 | 3.6 | 557.917 | 15.298 | 3552.624 | 3418.785 | 1.0305 | 1030.4603 | 156819.272
10 | 17 | 10 | 793 | 78 | 4.4 | 3.9 | 748.953 | 20.767 | 4707.643 | 4530.449 | 1.0634 | 1063.3622 | 161826.4037
10 | 17 | 11 | 761 | 110 | 5.6 | 5.3 | 835.961 | 21.213 | 5260.195 | 5060.028 | 1.0877 | 1087.7259 | 165534.1698
10 | 17 | 12 | 532 | 158 | 6.7 | 3.1 | 697.407 | 23.814 | 4338.286 | 4175.644 | 1.0912 | 1091.1911 | 166061.5168
10 | 17 | 13 | 325 | 188 | 6.7 | 5.8 | 516.175 | 15.655 | 3331.714 | 3205.448 | 1.0869 | 1086.8871 | 165406.52
10 | 17 | 14 | 152 | 161 | 6.7 | 6.4 | 303.582 | 11.257 | 1994.77 | 1909.404 | 1.0803 | 1080.3245 | 164407.7953
10 | 17 | 15 | 1 | 95 | 5.6 | 2.8 | 92.146 | 6.913 | 618.955 | 566.843 | 1.0887 | 1088.6876 | 165680.5155
10 | 17 | 16 | 0 | 46 | 5 | 0.8 | 43.674 | 4.259 | 296.789 | 251.169 | 1.1219 | 1121.9252 | 170738.7402
10 | 17 | 17 | 0 | 13 | 3.3 | 0.6 | 11.759 | 0.857 | 81.071 | 39.525 | 1.1591 | 1159.1234 | 176399.7095
10 | 17 | 18 | 0 | 1 | 2.2 | 0.8 | 0 | 2.2 | 0 | 0 | 1.1961 | 1196.1204 | 182030.0417
10 | 17 | 19 | 0 | 0 | -2.8 | 0 | 0 | -2.8 | 0 | 0 | 1.2302 | 1230.2053 | 187217.2147
10 | 17 | 20 | 0 | 0 | -3.9 | 2.2 | 0 | -3.9 | 0 | 0 | 1.1871 | 1187.1353 | 180662.6641
10 | 17 | 21 | 0 | 0 | -5 | 2.2 | 0 | -5 | 0 | 0 | 1.1011 | 1101.1237 | 167573.0973
10 | 17 | 22 | 0 | 0 | -4.4 | 2.2 | 0 | -4.4 | 0 | 0 | 0.9765 | 976.4958 | 148606.7528
10 | 17 | 23 | 0 | 0 | -5.6 | 2.2 | 0 | -5.6 | 0 | 0 | 0.84873 | 848.7299 | 129162.8695
10 | 18 | 0 | 0 | 0 | -5 | 2.8 | 0 | -5 | 0 | 0 | 0.74975 | 749.7465 | 114099.2031
10 | 18 | 1 | 0 | 0 | -6.1 | 2.2 | 0 | -6.1 | 0 | 0 | 0.69351 | 693.5062 | 105540.3428
10 | 18 | 2 | 0 | 0 | -6.1 | 2.2 | 0 | -6.1 | 0 | 0 | 0.66441 | 664.4056 | 101111.7095
10 | 18 | 3 | 0 | 0 | -5.6 | 2.2 | 0 | -5.6 | 0 | 0 | 0.65214 | 652.1354 | 99244.393
10 | 18 | 4 | 0 | 0 | -6.1 | 2.2 | 0 | -6.1 | 0 | 0 | 0.65742 | 657.4191 | 100048.4791
10 | 18 | 5 | 0 | 0 | -7.8 | 1.4 | 0 | -7.8 | 0 | 0 | 0.70177 | 701.7652 | 106797.2366
10 | 18 | 6 | 0 | 4 | -7.8 | 2.8 | 0 | -7.8 | 0 | 0 | 0.81746 | 817.462 | 124404.4049
10 | 18 | 7 | 141 | 40 | -4.4 | 0 | 91.582 | -4.242 | 587.449 | 535.995 | 0.96153 | 961.5321 | 146329.5197
10 | 18 | 8 | 615 | 48 | -1.7 | 3.1 | 359.26 | 5.556 | 2293.988 | 2200.203 | 0.99797 | 997.9734 | 151875.2986
10 | 18 | 9 | 718 | 72 | 2.8 | 2.8 | 578.152 | 16.448 | 3664.674 | 3526.906 | 1.0305 | 1030.4603 | 156819.272
10 | 18 | 10 | 628 | 104 | 6.7 | 2.2 | 652.821 | 23.933 | 4044.874 | 3893.331 | 1.0634 | 1063.3622 | 161826.4037
10 | 18 | 11 | 587 | 131 | 8.9 | 3.6 | 705.237 | 24.841 | 4363.635 | 4200.015 | 1.0877 | 1087.7259 | 165534.1698
10 | 18 | 12 | 673 | 129 | 10 | 3.6 | 794.09 | 27.995 | 4842.418 | 4659.754 | 1.0912 | 1091.1911 | 166061.5168
10 | 18 | 13 | 396 | 175 | 11.7 | 2.8 | 559.557 | 25.862 | 3444.917 | 3314.8 | 1.0869 | 1086.8871 | 165406.52
10 | 18 | 14 | 237 | 159 | 11.7 | 2.2 | 378.452 | 21.667 | 2370.279 | 2274.279 | 1.0803 | 1080.3245 | 164407.7953
10 | 18 | 15 | 103 | 123 | 10.6 | 0.8 | 208.158 | 17.47 | 1322.559 | 1254.56 | 1.0887 | 1088.6876 | 165680.5155
10 | 18 | 16 | 63 | 59 | 8.3 | 1.4 | 97.145 | 9.902 | 626.489 | 574.219 | 1.1219 | 1121.9252 | 170738.7402
10 | 18 | 17 | 0 | 18 | 3.3 | 0.6 | 16.281 | 1.477 | 111.958 | 69.842 | 1.1591 | 1159.1234 | 176399.7095
10 | 18 | 18 | 0 | 2 | 1.1 | 0.8 | 0 | 1.1 | 0 | 0 | 1.1961 | 1196.1204 | 182030.0417
10 | 18 | 19 | 0 | 0 | -0.6 | 0.8 | 0 | -0.6 | 0 | 0 | 1.2302 | 1230.2053 | 187217.2147
10 | 18 | 20 | 0 | 0 | 0.6 | 0.8 | 0 | 0.6 | 0 | 0 | 1.1871 | 1187.1353 | 180662.6641
10 | 18 | 21 | 0 | 0 | 1.7 | 0.8 | 0 | 1.7 | 0 | 0 | 1.1011 | 1101.1237 | 167573.0973
10 | 18 | 22 | 0 | 0 | 2.8 | 1.4 | 0 | 2.8 | 0 | 0 | 0.9765 | 976.4958 | 148606.7528
10 | 18 | 23 | 0 | 0 | 5 | 1.4 | 0 | 5 | 0 | 0 | 0.84873 | 848.7299 | 129162.8695
10 | 19 | 0 | 0 | 0 | 4.4 | 1.4 | 0 | 4.4 | 0 | 0 | 0.74975 | 749.7465 | 114099.2031
10 | 19 | 1 | 0 | 0 | 3.3 | 2.2 | 0 | 3.3 | 0 | 0 | 0.69351 | 693.5062 | 105540.3428
10 | 19 | 2 | 0 | 0 | 5.6 | 2.8 | 0 | 5.6 | 0 | 0 | 0.66441 | 664.4056 | 101111.7095
10 | 19 | 3 | 0 | 0 | 5.6 | 4.4 | 0 | 5.6 | 0 | 0 | 0.65214 | 652.1354 | 99244.393
10 | 19 | 4 | 0 | 0 | 5 | 3.6 | 0 | 5 | 0 | 0 | 0.65742 | 657.4191 | 100048.4791
10 | 19 | 5 | 0 | 0 | 3.9 | 3.6 | 0 | 3.9 | 0 | 0 | 0.70177 | 701.7652 | 106797.2366
10 | 19 | 6 | 0 | 3 | 3.3 | 3.6 | 0 | 3.3 | 0 | 0 | 0.81746 | 817.462 | 124404.4049
10 | 19 | 7 | 114 | 37 | 2.8 | 3.1 | 80.525 | 2.939 | 505.343 | 455.577 | 0.96153 | 961.5321 | 146329.5197
10 | 19 | 8 | 610 | 47 | 5 | 4.4 | 354.922 | 11.1 | 2210.761 | 2119.36 | 0.99797 | 997.9734 | 151875.2986
10 | 19 | 9 | 728 | 69 | 6.7 | 6.4 | 579.703 | 15.751 | 3684.638 | 3546.164 | 1.0305 | 1030.4603 | 156819.272
10 | 19 | 10 | 843 | 63 | 7.8 | 5.8 | 766.347 | 21.091 | 4807.828 | 4626.576 | 1.0634 | 1063.3622 | 161826.4037
10 | 19 | 11 | 768 | 117 | 7.8 | 2.8 | 846.336 | 28.829 | 5137.597 | 4942.651 | 1.0877 | 1087.7259 | 165534.1698
10 | 19 | 12 | 463 | 173 | 8.9 | 7.2 | 651.071 | 18.949 | 4142.062 | 3986.886 | 1.0912 | 1091.1911 | 166061.5168
10 | 19 | 13 | 207 | 202 | 9.4 | 6.4 | 418.55 | 16.094 | 2696.842 | 2591.052 | 1.0869 | 1086.8871 | 165406.52
10 | 19 | 14 | 353 | 145 | 9.4 | 3.6 | 446.528 | 18.986 | 2827.887 | 2718.027 | 1.0803 | 1080.3245 | 164407.7953
10 | 19 | 15 | 338 | 88 | 8.9 | 3.9 | 320.965 | 15.496 | 2035.896 | 1949.398 | 1.0887 | 1088.6876 | 165680.5155
10 | 19 | 16 | 152 | 55 | 6.7 | 2.2 | 132.503 | 9.359 | 837.522 | 780.726 | 1.1219 | 1121.9252 | 170738.7402
10 | 19 | 17 | 0 | 16 | 3.9 | 0.8 | 14.472 | 2.352 | 99.15 | 57.271 | 1.1591 | 1159.1234 | 176399.7095
10 | 19 | 18 | 0 | 0 | 2.8 | 0 | 0 | 2.8 | 0 | 0 | 1.1961 | 1196.1204 | 182030.0417
10 | 19 | 19 | 0 | 0 | -0.6 | 0 | 0 | -0.6 | 0 | 0 | 1.2302 | 1230.2053 | 187217.2147
10 | 19 | 20 | 0 | 0 | -0.6 | 0 | 0 | -0.6 | 0 | 0 | 1.1871 | 1187.1353 | 180662.6641
10 | 19 | 21 | 0 | 0 | -2.2 | 0 | 0 | -2.2 | 0 | 0 | 1.1011 | 1101.1237 | 167573.0973
10 | 19 | 22 | 0 | 0 | -3.9 | 0 | 0 | -3.9 | 0 | 0 | 0.9765 | 976.4958 | 148606.7528
10 | 19 | 23 | 0 | 0 | -4.4 | 1.4 | 0 | -4.4 | 0 | 0 | 0.84873 | 848.7299 | 129162.8695
10 | 20 | 0 | 0 | 0 | -4.4 | 0 | 0 | -4.4 | 0 | 0 | 0.74975 | 749.7465 | 114099.2031
10 | 20 | 1 | 0 | 0 | -4.4 | 0 | 0 | -4.4 | 0 | 0 | 0.69351 | 693.5062 | 105540.3428
10 | 20 | 2 | 0 | 0 | -3.3 | 0 | 0 | -3.3 | 0 | 0 | 0.66441 | 664.4056 | 101111.7095
10 | 20 | 3 | 0 | 0 | -5 | 1.4 | 0 | -5 | 0 | 0 | 0.65214 | 652.1354 | 99244.393
10 | 20 | 4 | 0 | 0 | -4.4 | 0.6 | 0 | -4.4 | 0 | 0 | 0.65742 | 657.4191 | 100048.4791
10 | 20 | 5 | 0 | 0 | -5.6 | 0 | 0 | -5.6 | 0 | 0 | 0.70177 | 701.7652 | 106797.2366
10 | 20 | 6 | 0 | 1 | -6.7 | 0 | 0 | -6.7 | 0 | 0 | 0.81746 | 817.462 | 124404.4049
10 | 20 | 7 | 90 | 39 | -5 | 0 | 77.546 | -5.515 | 512.412 | 462.502 | 0.96153 | 961.5321 | 146329.5197
10 | 20 | 8 | 393 | 70 | -1.1 | 0 | 279.083 | 8.683 | 1775.036 | 1695.582 | 0.99797 | 997.9734 | 151875.2986
10 | 20 | 9 | 574 | 71 | 1.7 | 0 | 481.229 | 20.902 | 2989.63 | 2874.635 | 1.0305 | 1030.4603 | 156819.272
10 | 20 | 10 | 536 | 118 | 3.3 | 0 | 588.165 | 27.579 | 3582.264 | 3447.392 | 1.0634 | 1063.3622 | 161826.4037
10 | 20 | 11 | 706 | 106 | 4.4 | 0 | 777.486 | 35.397 | 4571.005 | 4399.27 | 1.0877 | 1087.7259 | 165534.1698
10 | 20 | 12 | 583 | 133 | 5.6 | 0 | 708.184 | 35.492 | 4163.918 | 4007.92 | 1.0912 | 1091.1911 | 166061.5168
10 | 20 | 13 | 696 | 104 | 6.1 | 0 | 748.661 | 36.788 | 4368.417 | 4204.612 | 1.0869 | 1086.8871 | 165406.52
10 | 20 | 14 | 728 | 96 | 6.7 | 0 | 683.573 | 35.555 | 3993.102 | 3843.474 | 1.0803 | 1080.3245 | 164407.7953
10 | 20 | 15 | 682 | 63 | 6.1 | 0 | 494.877 | 28.527 | 2935.72 | 2822.45 | 1.0887 | 1088.6876 | 165680.5155
10 | 20 | 16 | 381 | 38 | 2.8 | 0 | 205.976 | 13.892 | 1234.734 | 1168.846 | 1.1219 | 1121.9252 | 170738.7402
10 | 20 | 17 | 0 | 16 | -1.7 | 2.2 | 14.472 | -2.755 | 101.301 | 59.382 | 1.1591 | 1159.1234 | 176399.7095
10 | 20 | 18 | 0 | 0 | -2.8 | 1.4 | 0 | -2.8 | 0 | 0 | 1.1961 | 1196.1204 | 182030.0417
10 | 20 | 19 | 0 | 0 | -1.1 | 2.2 | 0 | -1.1 | 0 | 0 | 1.2302 | 1230.2053 | 187217.2147
10 | 20 | 20 | 0 | 0 | 0 | 1.4 | 0 | 0 | 0 | 0 | 1.1871 | 1187.1353 | 180662.6641
10 | 20 | 21 | 0 | 0 | 0.6 | 2.2 | 0 | 0.6 | 0 | 0 | 1.1011 | 1101.1237 | 167573.0973
10 | 20 | 22 | 0 | 0 | 0.6 | 3.1 | 0 | 0.6 | 0 | 0 | 0.9765 | 976.4958 | 148606.7528
10 | 20 | 23 | 0 | 0 | 0 | 2.8 | 0 | 0 | 0 | 0 | 0.84873 | 848.7299 | 129162.8695
10 | 21 | 0 | 0 | 0 | -1.7 | 3.1 | 0 | -1.7 | 0 | 0 | 0.74975 | 749.7465 | 114099.2031
10 | 21 | 1 | 0 | 0 | -0.6 | 2.8 | 0 | -0.6 | 0 | 0 | 0.69351 | 693.5062 | 105540.3428
10 | 21 | 2 | 0 | 0 | -0.6 | 2.8 | 0 | -0.6 | 0 | 0 | 0.66441 | 664.4056 | 101111.7095
10 | 21 | 3 | 0 | 0 | -1.7 | 3.9 | 0 | -1.7 | 0 | 0 | 0.65214 | 652.1354 | 99244.393
10 | 21 | 4 | 0 | 0 | -1.7 | 2.2 | 0 | -1.7 | 0 | 0 | 0.65742 | 657.4191 | 100048.4791
10 | 21 | 5 | 0 | 0 | -2.2 | 3.1 | 0 | -2.2 | 0 | 0 | 0.70177 | 701.7652 | 106797.2366
10 | 21 | 6 | 0 | 1 | -3.9 | 0.8 | 0 | -3.9 | 0 | 0 | 0.81746 | 817.462 | 124404.4049
10 | 21 | 7 | 30 | 28 | -4.4 | 1.4 | 42.6 | -5.584 | 289.538 | 244.059 | 0.96153 | 961.5321 | 146329.5197
10 | 21 | 8 | 418 | 48 | -1.1 | 2.2 | 266.542 | 4.27 | 1717.791 | 1639.84 | 0.99797 | 997.9734 | 151875.2986
10 | 21 | 9 | 612 | 61 | 0.6 | 2.2 | 492.352 | 12.821 | 3169.906 | 3049.04 | 1.0305 | 1030.4603 | 156819.272
10 | 21 | 10 | 685 | 92 | 2.8 | 0.8 | 679.336 | 25.666 | 4172.83 | 4016.496 | 1.0634 | 1063.3622 | 161826.4037
10 | 21 | 11 | 620 | 119 | 5 | 0.8 | 716.004 | 29.765 | 4326.759 | 4164.56 | 1.0877 | 1087.7259 | 165534.1698
10 | 21 | 12 | 469 | 173 | 6.1 | 2.2 | 654.181 | 23.82 | 4068.779 | 3916.346 | 1.0912 | 1091.1911 | 166061.5168
10 | 21 | 13 | 436 | 160 | 6.1 | 2.2 | 587.829 | 21.923 | 3685.185 | 3546.691 | 1.0869 | 1086.8871 | 165406.52
10 | 21 | 14 | 260 | 148 | 7.8 | 3.6 | 381.152 | 16.31 | 2444.629 | 2346.445 | 1.0803 | 1080.3245 | 164407.7953
10 | 21 | 15 | 294 | 94 | 6.7 | 3.1 | 290.894 | 13.004 | 1866.203 | 1784.323 | 1.0887 | 1088.6876 | 165680.5155
10 | 21 | 16 | 268 | 42 | 5 | 3.6 | 166.285 | 7.849 | 1034.448 | 973.238 | 1.1219 | 1121.9252 | 170738.7402
10 | 21 | 17 | 0 | 15 | 1.1 | 2.2 | 13.568 | -0.109 | 93.925 | 52.142 | 1.1591 | 1159.1234 | 176399.7095
10 | 21 | 18 | 0 | 0 | 0 | 2.2 | 0 | 0 | 0 | 0 | 1.1961 | 1196.1204 | 182030.0417
10 | 21 | 19 | 0 | 0 | 2.2 | 3.6 | 0 | 2.2 | 0 | 0 | 1.2302 | 1230.2053 | 187217.2147
10 | 21 | 20 | 0 | 0 | 1.1 | 6.4 | 0 | 1.1 | 0 | 0 | 1.1871 | 1187.1353 | 180662.6641
10 | 21 | 21 | 0 | 0 | 0.6 | 4.4 | 0 | 0.6 | 0 | 0 | 1.1011 | 1101.1237 | 167573.0973
10 | 21 | 22 | 0 | 0 | 0 | 4.4 | 0 | 0 | 0 | 0 | 0.9765 | 976.4958 | 148606.7528
10 | 21 | 23 | 0 | 0 | -1.1 | 5.3 | 0 | -1.1 | 0 | 0 | 0.84873 | 848.7299 | 129162.8695
10 | 22 | 0 | 0 | 0 | -1.1 | 3.1 | 0 | -1.1 | 0 | 0 | 0.74975 | 749.7465 | 114099.2031
10 | 22 | 1 | 0 | 0 | -1.1 | 4.4 | 0 | -1.1 | 0 | 0 | 0.69351 | 693.5062 | 105540.3428
10 | 22 | 2 | 0 | 0 | -1.7 | 3.6 | 0 | -1.7 | 0 | 0 | 0.66441 | 664.4056 | 101111.7095
10 | 22 | 3 | 0 | 0 | -1.7 | 3.1 | 0 | -1.7 | 0 | 0 | 0.65214 | 652.1354 | 99244.393
10 | 22 | 4 | 0 | 0 | -2.2 | 2.8 | 0 | -2.2 | 0 | 0 | 0.65742 | 657.4191 | 100048.4791
10 | 22 | 5 | 0 | 0 | -2.2 | 2.8 | 0 | -2.2 | 0 | 0 | 0.70177 | 701.7652 | 106797.2366
10 | 22 | 6 | 0 | 1 | -2.8 | 1.4 | 0 | -2.8 | 0 | 0 | 0.81746 | 817.462 | 124404.4049
10 | 22 | 7 | 0 | 9 | -2.8 | 0.8 | 7.85 | -5.532 | 55.581 | 14.501 | 0.96153 | 961.5321 | 146329.5197
10 | 22 | 8 | 0 | 32 | -2.2 | 1.4 | 28.009 | -3.874 | 196.969 | 153.262 | 0.99797 | 997.9734 | 151875.2986
10 | 22 | 9 | 0 | 62 | -1.7 | 0.8 | 54.953 | -2.566 | 384.352 | 337.017 | 1.0305 | 1030.4603 | 156819.272
10 | 22 | 10 | 0 | 105 | -1.7 | 0.6 | 97.635 | -0.72 | 677.636 | 624.289 | 1.0634 | 1063.3622 | 161826.4037
10 | 22 | 11 | 1 | 150 | -1.1 | 0.6 | 146.422 | 2.137 | 1004.06 | 943.543 | 1.0877 | 1087.7259 | 165534.1698
10 | 22 | 12 | 8 | 189 | -0.6 | 1.4 | 198.446 | 3.862 | 1350.77 | 1282.085 | 1.0912 | 1091.1911 | 166061.5168
10 | 22 | 13 | 2 | 152 | -0.6 | 0.8 | 150.678 | 3.257 | 1028.306 | 967.236 | 1.0869 | 1086.8871 | 165406.52
10 | 22 | 14 | 0 | 113 | -0.6 | 1.4 | 108.118 | 1.034 | 744.875 | 690.092 | 1.0803 | 1080.3245 | 164407.7953
10 | 22 | 15 | 49 | 101 | -1.1 | 0 | 140.119 | 3.113 | 950.408 | 891.104 | 1.0887 | 1088.6876 | 165680.5155
10 | 22 | 16 | 14 | 43 | -1.1 | 0.8 | 52.907 | -1.221 | 363.687 | 316.761 | 1.1219 | 1121.9252 | 170738.7402
10 | 22 | 17 | 0 | 8 | -2.2 | 1.4 | 7.236 | -4.314 | 50.979 | 9.983 | 1.1591 | 1159.1234 | 176399.7095
10 | 22 | 18 | 0 | 0 | -1.7 | 1.4 | 0 | -1.7 | 0 | 0 | 1.1961 | 1196.1204 | 182030.0417
10 | 22 | 19 | 0 | 0 | -2.2 | 2.8 | 0 | -2.2 | 0 | 0 | 1.2302 | 1230.2053 | 187217.2147
10 | 22 | 20 | 0 | 0 | -2.2 | 3.6 | 0 | -2.2 | 0 | 0 | 1.1871 | 1187.1353 | 180662.6641
10 | 22 | 21 | 0 | 0 | -2.2 | 3.6 | 0 | -2.2 | 0 | 0 | 1.1011 | 1101.1237 | 167573.0973
10 | 22 | 22 | 0 | 0 | -2.8 | 2.2 | 0 | -2.8 | 0 | 0 | 0.9765 | 976.4958 | 148606.7528
10 | 22 | 23 | 0 | 0 | -2.8 | 2.2 | 0 | -2.8 | 0 | 0 | 0.84873 | 848.7299 | 129162.8695
10 | 23 | 0 | 0 | 0 | -2.8 | 2.2 | 0 | -2.8 | 0 | 0 | 0.74975 | 749.7465 | 114099.2031
10 | 23 | 1 | 0 | 0 | -2.8 | 2.2 | 0 | -2.8 | 0 | 0 | 0.69351 | 693.5062 | 105540.3428
10 | 23 | 2 | 0 | 0 | -2.8 | 3.6 | 0 | -2.8 | 0 | 0 | 0.66441 | 664.4056 | 101111.7095
10 | 23 | 3 | 0 | 0 | -2.8 | 3.9 | 0 | -2.8 | 0 | 0 | 0.65214 | 652.1354 | 99244.393
10 | 23 | 4 | 0 | 0 | -2.8 | 3.9 | 0 | -2.8 | 0 | 0 | 0.65742 | 657.4191 | 100048.4791
10 | 23 | 5 | 0 | 0 | -2.8 | 5.3 | 0 | -2.8 | 0 | 0 | 0.70177 | 701.7652 | 106797.2366
10 | 23 | 6 | 0 | 1 | -2.8 | 0.8 | 0 | -2.8 | 0 | 0 | 0.81746 | 817.462 | 124404.4049
10 | 23 | 7 | 0 | 8 | -2.8 | 4.4 | 6.975 | -4.27 | 49.128 | 8.165 | 0.96153 | 961.5321 | 146329.5197
10 | 23 | 8 | 0 | 35 | -2.2 | 5.3 | 30.659 | -3.049 | 214.864 | 170.818 | 0.99797 | 997.9734 | 151875.2986
10 | 23 | 9 | 156 | 118 | -1.7 | 3.6 | 241.275 | 2.275 | 1638.952 | 1563.045 | 1.0305 | 1030.4603 | 156819.272
10 | 23 | 10 | 529 | 118 | -1.1 | 3.1 | 579.673 | 11.911 | 3792.549 | 3650.224 | 1.0634 | 1063.3622 | 161826.4037
10 | 23 | 11 | 564 | 132 | 0 | 2.8 | 673.987 | 16.689 | 4328.609 | 4166.339 | 1.0877 | 1087.7259 | 165534.1698
10 | 23 | 12 | 241 | 193 | 0 | 0.8 | 445.041 | 16.653 | 2861.273 | 2750.364 | 1.0912 | 1091.1911 | 166061.5168
10 | 23 | 13 | 116 | 187 | -0.6 | 2.2 | 323.552 | 7.731 | 2163.827 | 2073.756 | 1.0869 | 1086.8871 | 165406.52
10 | 23 | 14 | 11 | 154 | 0 | 3.1 | 167.204 | 3.15 | 1141.096 | 1077.419 | 1.0803 | 1080.3245 | 164407.7953
10 | 23 | 15 | 4 | 92 | -0.6 | 2.2 | 94.414 | 0.449 | 651.528 | 598.733 | 1.0887 | 1088.6876 | 165680.5155
10 | 23 | 16 | 23 | 42 | -1.7 | 1.4 | 55.895 | -2.027 | 382.943 | 335.636 | 1.1219 | 1121.9252 | 170738.7402
10 | 23 | 17 | 0 | 9 | -4.4 | 1.4 | 8.141 | -6.489 | 57.867 | 16.745 | 1.1591 | 1159.1234 | 176399.7095
10 | 23 | 18 | 0 | 0 | -5.6 | 1.4 | 0 | -5.6 | 0 | 0 | 1.1961 | 1196.1204 | 182030.0417
10 | 23 | 19 | 0 | 0 | -7.2 | 2.2 | 0 | -7.2 | 0 | 0 | 1.2302 | 1230.2053 | 187217.2147
10 | 23 | 20 | 0 | 0 | -6.1 | 0 | 0 | -6.1 | 0 | 0 | 1.1871 | 1187.1353 | 180662.6641
10 | 23 | 21 | 0 | 0 | -5 | 3.6 | 0 | -5 | 0 | 0 | 1.1011 | 1101.1237 | 167573.0973
10 | 23 | 22 | 0 | 0 | -3.9 | 1.4 | 0 | -3.9 | 0 | 0 | 0.9765 | 976.4958 | 148606.7528
10 | 23 | 23 | 0 | 0 | -6.7 | 3.9 | 0 | -6.7 | 0 | 0 | 0.84873 | 848.7299 | 129162.8695
10 | 24 | 0 | 0 | 0 | -6.7 | 3.1 | 0 | -6.7 | 0 | 0 | 0.74975 | 749.7465 | 114099.2031
10 | 24 | 1 | 0 | 0 | -7.8 | 3.1 | 0 | -7.8 | 0 | 0 | 0.69351 | 693.5062 | 105540.3428
10 | 24 | 2 | 0 | 0 | -8.9 | 3.1 | 0 | -8.9 | 0 | 0 | 0.66441 | 664.4056 | 101111.7095
10 | 24 | 3 | 0 | 0 | -8.9 | 3.1 | 0 | -8.9 | 0 | 0 | 0.65214 | 652.1354 | 99244.393
10 | 24 | 4 | 0 | 0 | -9.4 | 3.6 | 0 | -9.4 | 0 | 0 | 0.65742 | 657.4191 | 100048.4791
10 | 24 | 5 | 0 | 0 | -8.3 | 2.8 | 0 | -8.3 | 0 | 0 | 0.70177 | 701.7652 | 106797.2366
10 | 24 | 6 | 0 | 1 | -7.8 | 2.2 | 0 | -7.8 | 0 | 0 | 0.81746 | 817.462 | 124404.4049
10 | 24 | 7 | 0 | 16 | -7.8 | 3.1 | 14.311 | -9.412 | 102.947 | 60.998 | 0.96153 | 961.5321 | 146329.5197
10 | 24 | 8 | 10 | 55 | -7.2 | 3.9 | 58.67 | -7.598 | 416.539 | 368.564 | 0.99797 | 997.9734 | 151875.2986
10 | 24 | 9 | 1 | 94 | -6.7 | 3.9 | 91.619 | -6.24 | 650.506 | 597.732 | 1.0305 | 1030.4603 | 156819.272
10 | 24 | 10 | 19 | 137 | -5.6 | 4.4 | 149.986 | -3.858 | 1053.989 | 992.331 | 1.0634 | 1063.3622 | 161826.4037
10 | 24 | 11 | 111 | 191 | -4.4 | 5.3 | 311.443 | 0.324 | 2150.41 | 2060.718 | 1.0877 | 1087.7259 | 165534.1698
10 | 24 | 12 | 301 | 184 | -2.2 | 3.9 | 502.499 | 8.164 | 3354.254 | 3227.226 | 1.0912 | 1091.1911 | 166061.5168
10 | 24 | 13 | 426 | 154 | -1.1 | 3.6 | 569.215 | 11.662 | 3737.254 | 3596.909 | 1.0869 | 1086.8871 | 165406.52
10 | 24 | 14 | 377 | 113 | 0 | 3.9 | 434.926 | 9.421 | 2871.25 | 2760.026 | 1.0803 | 1080.3245 | 164407.7953
10 | 24 | 15 | 259 | 92 | 0.6 | 3.9 | 268.057 | 5.951 | 1773.649 | 1694.232 | 1.0887 | 1088.6876 | 165680.5155
10 | 24 | 16 | 348 | 33 | -1.1 | 3.6 | 184.744 | 2.133 | 1160.124 | 1096 | 1.1219 | 1121.9252 | 170738.7402
10 | 24 | 17 | 0 | 13 | -4.4 | 3.1 | 11.759 | -5.546 | 83.262 | 41.676 | 1.1591 | 1159.1234 | 176399.7095
10 | 24 | 18 | 0 | 0 | -5 | 3.1 | 0 | -5 | 0 | 0 | 1.1961 | 1196.1204 | 182030.0417
10 | 24 | 19 | 0 | 0 | -6.1 | 2.8 | 0 | -6.1 | 0 | 0 | 1.2302 | 1230.2053 | 187217.2147
10 | 24 | 20 | 0 | 0 | -7.8 | 3.6 | 0 | -7.8 | 0 | 0 | 1.1871 | 1187.1353 | 180662.6641
10 | 24 | 21 | 0 | 0 | -6.1 | 3.1 | 0 | -6.1 | 0 | 0 | 1.1011 | 1101.1237 | 167573.0973
10 | 24 | 22 | 0 | 0 | -5 | 3.1 | 0 | -5 | 0 | 0 | 0.9765 | 976.4958 | 148606.7528
10 | 24 | 23 | 0 | 0 | -5 | 3.1 | 0 | -5 | 0 | 0 | 0.84873 | 848.7299 | 129162.8695
10 | 25 | 0 | 0 | 0 | -4.4 | 4.4 | 0 | -4.4 | 0 | 0 | 0.74975 | 749.7465 | 114099.2031
10 | 25 | 1 | 0 | 0 | -5 | 3.9 | 0 | -5 | 0 | 0 | 0.69351 | 693.5062 | 105540.3428
10 | 25 | 2 | 0 | 0 | -5.6 | 4.4 | 0 | -5.6 | 0 | 0 | 0.66441 | 664.4056 | 101111.7095
10 | 25 | 3 | 0 | 0 | -5 | 3.6 | 0 | -5 | 0 | 0 | 0.65214 | 652.1354 | 99244.393
10 | 25 | 4 | 0 | 0 | -5.6 | 3.6 | 0 | -5.6 | 0 | 0 | 0.65742 | 657.4191 | 100048.4791
10 | 25 | 5 | 0 | 0 | -5 | 2.8 | 0 | -5 | 0 | 0 | 0.70177 | 701.7652 | 106797.2366
10 | 25 | 6 | 0 | 1 | -5 | 2.2 | 0 | -5 | 0 | 0 | 0.81746 | 817.462 | 124404.4049
10 | 25 | 7 | 0 | 18 | -5 | 2.2 | 16.858 | -6.736 | 119.957 | 77.692 | 0.96153 | 961.5321 | 146329.5197
10 | 25 | 8 | 61 | 61 | -4.4 | 3.9 | 103.481 | -3.763 | 712.842 | 658.746 | 0.99797 | 997.9734 | 151875.2986
10 | 25 | 9 | 120 | 117 | -3.3 | 5.3 | 218.427 | -0.418 | 1502.415 | 1429.979 | 1.0305 | 1030.4603 | 156819.272
10 | 25 | 10 | 241 | 156 | -2.2 | 4.4 | 388.864 | 4.869 | 2627.015 | 2523.362 | 1.0634 | 1063.3622 | 161826.4037
10 | 25 | 11 | 262 | 178 | -1.7 | 3.9 | 455.179 | 7.773 | 3042.663 | 2925.956 | 1.0877 | 1087.7259 | 165534.1698
10 | 25 | 12 | 82 | 190 | -1.7 | 4.4 | 286.104 | 3.659 | 1948.26 | 1864.164 | 1.0912 | 1091.1911 | 166061.5168
10 | 25 | 13 | 4 | 153 | -1.1 | 3.1 | 155.492 | 1.657 | 1068.352 | 1006.363 | 1.0869 | 1086.8871 | 165406.52
10 | 25 | 14 | 5 | 131 | -0.6 | 4.4 | 135.245 | 0.965 | 931.771 | 872.885 | 1.0803 | 1080.3245 | 164407.7953
10 | 25 | 15 | 31 | 91 | -0.6 | 3.9 | 118.619 | 0.667 | 814.175 | 757.89 | 1.0887 | 1088.6876 | 165680.5155
10 | 25 | 16 | 10 | 36 | -0.6 | 3.9 | 40.175 | -1.162 | 276.215 | 230.994 | 1.1219 | 1121.9252 | 170738.7402
10 | 25 | 17 | 0 | 7 | -0.6 | 3.9 | 6.332 | -2.117 | 44.202 | 3.329 | 1.1591 | 1159.1234 | 176399.7095
10 | 25 | 18 | 0 | 0 | -0.6 | 3.9 | 0 | -0.6 | 0 | 0 | 1.1961 | 1196.1204 | 182030.0417
10 | 25 | 19 | 0 | 0 | -1.1 | 0.8 | 0 | -1.1 | 0 | 0 | 1.2302 | 1230.2053 | 187217.2147
10 | 25 | 20 | 0 | 0 | -0.6 | 3.9 | 0 | -0.6 | 0 | 0 | 1.1871 | 1187.1353 | 180662.6641
10 | 25 | 21 | 0 | 0 | -0.6 | 3.9 | 0 | -0.6 | 0 | 0 | 1.1011 | 1101.1237 | 167573.0973
10 | 25 | 22 | 0 | 0 | 0 | 3.1 | 0 | 0 | 0 | 0 | 0.9765 | 976.4958 | 148606.7528
10 | 25 | 23 | 0 | 0 | -0.6 | 3.6 | 0 | -0.6 | 0 | 0 | 0.84873 | 848.7299 | 129162.8695
10 | 26 | 0 | 0 | 0 | -1.7 | 3.1 | 0 | -1.7 | 0 | 0 | 0.74975 | 749.7465 | 114099.2031
10 | 26 | 1 | 0 | 0 | -1.7 | 3.9 | 0 | -1.7 | 0 | 0 | 0.69351 | 693.5062 | 105540.3428
10 | 26 | 2 | 0 | 0 | -1.7 | 3.6 | 0 | -1.7 | 0 | 0 | 0.66441 | 664.4056 | 101111.7095
10 | 26 | 3 | 0 | 0 | -2.2 | 3.6 | 0 | -2.2 | 0 | 0 | 0.65214 | 652.1354 | 99244.393
10 | 26 | 4 | 0 | 0 | -1.7 | 3.1 | 0 | -1.7 | 0 | 0 | 0.65742 | 657.4191 | 100048.4791
10 | 26 | 5 | 0 | 0 | -2.2 | 3.6 | 0 | -2.2 | 0 | 0 | 0.70177 | 701.7652 | 106797.2366
10 | 26 | 6 | 0 | 0 | -3.9 | 2.2 | 0 | -3.9 | 0 | 0 | 0.81746 | 817.462 | 124404.4049
10 | 26 | 7 | 0 | 21 | -3.3 | 2.2 | 18.995 | -4.984 | 134.19 | 91.661 | 0.96153 | 961.5321 | 146329.5197
10 | 26 | 8 | 358 | 43 | 0 | 2.2 | 230.857 | 4.298 | 1485.477 | 1413.466 | 0.99797 | 997.9734 | 151875.2986
10 | 26 | 9 | 506 | 69 | 3.9 | 3.1 | 428.901 | 13.162 | 2756.507 | 2648.875 | 1.0305 | 1030.4603 | 156819.272
10 | 26 | 10 | 324 | 141 | 7.8 | 3.9 | 432.815 | 16.849 | 2771.379 | 2663.284 | 1.0634 | 1063.3622 | 161826.4037
10 | 26 | 11 | 584 | 122 | 12.2 | 4.4 | 679.503 | 25.806 | 4182.996 | 4026.278 | 1.0877 | 1087.7259 | 165534.1698
10 | 26 | 12 | 453 | 157 | 13.9 | 5.8 | 615.623 | 24.664 | 3812.751 | 3669.699 | 1.0912 | 1091.1911 | 166061.5168
10 | 26 | 13 | 281 | 166 | 13.9 | 5.8 | 448.568 | 21.581 | 2816.592 | 2707.086 | 1.0869 | 1086.8871 | 165406.52
10 | 26 | 14 | 273 | 129 | 13.3 | 3.1 | 365.097 | 21.515 | 2284.087 | 2190.587 | 1.0803 | 1080.3245 | 164407.7953
10 | 26 | 15 | 398 | 78 | 12.2 | 3.6 | 338.264 | 19.186 | 2099.945 | 2011.667 | 1.0887 | 1088.6876 | 165680.5155
10 | 26 | 16 | 344 | 30 | 10 | 3.6 | 178.701 | 13.264 | 1065.399 | 1003.479 | 1.1219 | 1121.9252 | 170738.7402
10 | 26 | 17 | 0 | 10 | 8.3 | 4.4 | 9.045 | 7.285 | 60.67 | 19.498 | 1.1591 | 1159.1234 | 176399.7095
10 | 26 | 18 | 0 | 0 | 6.7 | 3.6 | 0 | 6.7 | 0 | 0 | 1.1961 | 1196.1204 | 182030.0417
10 | 26 | 19 | 0 | 0 | 5 | 3.9 | 0 | 5 | 0 | 0 | 1.2302 | 1230.2053 | 187217.2147
10 | 26 | 20 | 0 | 0 | 3.3 | 3.6 | 0 | 3.3 | 0 | 0 | 1.1871 | 1187.1353 | 180662.6641
10 | 26 | 21 | 0 | 0 | 3.3 | 3.9 | 0 | 3.3 | 0 | 0 | 1.1011 | 1101.1237 | 167573.0973
10 | 26 | 22 | 0 | 0 | 2.2 | 3.1 | 0 | 2.2 | 0 | 0 | 0.9765 | 976.4958 | 148606.7528
10 | 26 | 23 | 0 | 0 | 1.7 | 2.2 | 0 | 1.7 | 0 | 0 | 0.84873 | 848.7299 | 129162.8695
10 | 27 | 0 | 0 | 0 | 0 | 3.1 | 0 | 0 | 0 | 0 | 0.74975 | 749.7465 | 114099.2031
10 | 27 | 1 | 0 | 0 | -0.6 | 3.1 | 0 | -0.6 | 0 | 0 | 0.69351 | 693.5062 | 105540.3428
10 | 27 | 2 | 0 | 0 | 1.1 | 3.9 | 0 | 1.1 | 0 | 0 | 0.66441 | 664.4056 | 101111.7095
10 | 27 | 3 | 0 | 0 | 3.9 | 3.9 | 0 | 3.9 | 0 | 0 | 0.65214 | 652.1354 | 99244.393
10 | 27 | 4 | 0 | 0 | 3.9 | 2.8 | 0 | 3.9 | 0 | 0 | 0.65742 | 657.4191 | 100048.4791
10 | 27 | 5 | 0 | 0 | 3.9 | 2.2 | 0 | 3.9 | 0 | 0 | 0.70177 | 701.7652 | 106797.2366
10 | 27 | 6 | 0 | 0 | 5.6 | 3.9 | 0 | 5.6 | 0 | 0 | 0.81746 | 817.462 | 124404.4049
10 | 27 | 7 | 0 | 9 | 5.6 | 3.9 | 8.141 | 4.098 | 55.358 | 14.283 | 0.96153 | 961.5321 | 146329.5197
10 | 27 | 8 | 1 | 46 | 6.1 | 3.6 | 44.929 | 5.409 | 303.586 | 257.835 | 0.99797 | 997.9734 | 151875.2986
10 | 27 | 9 | 0 | 87 | 7.8 | 3.1 | 84.201 | 8.155 | 562.653 | 511.712 | 1.0305 | 1030.4603 | 156819.272
10 | 27 | 10 | 6 | 142 | 8.9 | 3.6 | 148.209 | 10.842 | 978.558 | 918.619 | 1.0634 | 1063.3622 | 161826.4037
10 | 27 | 11 | 54 | 186 | 11.1 | 3.6 | 258.712 | 15.761 | 1670.649 | 1593.924 | 1.0877 | 1087.7259 | 165534.1698
10 | 27 | 12 | 62 | 190 | 11.7 | 3.1 | 270.734 | 17.183 | 1737.204 | 1658.745 | 1.0912 | 1091.1911 | 166061.5168
10 | 27 | 13 | 57 | 174 | 13.3 | 3.9 | 244.903 | 17.804 | 1566.539 | 1492.484 | 1.0869 | 1086.8871 | 165406.52
10 | 27 | 14 | 79 | 127 | 15.6 | 3.1 | 197.031 | 19.299 | 1248.642 | 1182.422 | 1.0803 | 1080.3245 | 164407.7953
10 | 27 | 15 | 13 | 86 | 15.6 | 3.9 | 95.16 | 16.616 | 610.716 | 558.776 | 1.0887 | 1088.6876 | 165680.5155
10 | 27 | 16 | 0 | 31 | 15.6 | 5.8 | 31.059 | 15.065 | 201.301 | 157.511 | 1.1219 | 1121.9252 | 170738.7402
10 | 27 | 17 | 0 | 5 | 15 | 6.7 | 4.523 | 13.986 | 29.453 | 0 | 1.1591 | 1159.1234 | 176399.7095
10 | 27 | 18 | 0 | 0 | 13.9 | 6.4 | 0 | 13.9 | 0 | 0 | 1.1961 | 1196.1204 | 182030.0417
10 | 27 | 19 | 0 | 0 | 13.9 | 5.8 | 0 | 13.9 | 0 | 0 | 1.2302 | 1230.2053 | 187217.2147
10 | 27 | 20 | 0 | 0 | 12.2 | 4.4 | 0 | 12.2 | 0 | 0 | 1.1871 | 1187.1353 | 180662.6641
10 | 27 | 21 | 0 | 0 | 7.2 | 0.8 | 0 | 7.2 | 0 | 0 | 1.1011 | 1101.1237 | 167573.0973
10 | 27 | 22 | 0 | 0 | 10.6 | 7.5 | 0 | 10.6 | 0 | 0 | 0.9765 | 976.4958 | 148606.7528
10 | 27 | 23 | 0 | 0 | 10 | 7.5 | 0 | 10 | 0 | 0 | 0.84873 | 848.7299 | 129162.8695
10 | 28 | 0 | 0 | 0 | 9.4 | 5.8 | 0 | 9.4 | 0 | 0 | 0.74975 | 749.7465 | 114099.2031
10 | 28 | 1 | 0 | 0 | 7.2 | 6.4 | 0 | 7.2 | 0 | 0 | 0.69351 | 693.5062 | 105540.3428
10 | 28 | 2 | 0 | 0 | 6.7 | 5.8 | 0 | 6.7 | 0 | 0 | 0.66441 | 664.4056 | 101111.7095
10 | 28 | 3 | 0 | 0 | 6.1 | 5.8 | 0 | 6.1 | 0 | 0 | 0.65214 | 652.1354 | 99244.393
10 | 28 | 4 | 0 | 0 | 5.6 | 3.1 | 0 | 5.6 | 0 | 0 | 0.65742 | 657.4191 | 100048.4791
10 | 28 | 5 | 0 | 0 | 5.6 | 0 | 0 | 5.6 | 0 | 0 | 0.70177 | 701.7652 | 106797.2366
10 | 28 | 6 | 0 | 0 | 5 | 2.8 | 0 | 5 | 0 | 0 | 0.81746 | 817.462 | 124404.4049
10 | 28 | 7 | 0 | 8 | 5.6 | 3.1 | 7.236 | 3.912 | 49.247 | 8.282 | 0.96153 | 961.5321 | 146329.5197
10 | 28 | 8 | 49 | 53 | 6.1 | 2.8 | 81.806 | 6.273 | 539.677 | 489.209 | 0.99797 | 997.9734 | 151875.2986
10 | 28 | 9 | 134 | 111 | 7.2 | 2.8 | 221.041 | 11.134 | 1444.971 | 1373.969 | 1.0305 | 1030.4603 | 156819.272
10 | 28 | 10 | 18 | 139 | 8.3 | 2.2 | 154.397 | 11.215 | 1017.292 | 956.474 | 1.0634 | 1063.3622 | 161826.4037
10 | 28 | 11 | 64 | 170 | 8.9 | 2.8 | 245.263 | 13.653 | 1598.6 | 1523.728 | 1.0877 | 1087.7259 | 165534.1698
10 | 28 | 12 | 165 | 189 | 10 | 3.1 | 375.401 | 17.959 | 2399.3 | 2302.451 | 1.0912 | 1091.1911 | 166061.5168
10 | 28 | 13 | 79 | 186 | 10 | 2.8 | 281.969 | 16.29 | 1815.721 | 1735.189 | 1.0869 | 1086.8871 | 165406.52
10 | 28 | 14 | 44 | 130 | 10 | 2.2 | 177.073 | 13.741 | 1152.086 | 1088.152 | 1.0803 | 1080.3245 | 164407.7953
10 | 28 | 15 | 0 | 72 | 9.4 | 0.8 | 70.518 | 10.266 | 466.886 | 417.9 | 1.0887 | 1088.6876 | 165680.5155
10 | 28 | 16 | 5 | 30 | 7.2 | 2.2 | 31.99 | 6.229 | 214.002 | 169.972 | 1.1219 | 1121.9252 | 170738.7402
10 | 28 | 17 | 0 | 5 | 5 | 2.2 | 4.523 | 3.099 | 30.886 | 0 | 1.1591 | 1159.1234 | 176399.7095
10 | 28 | 18 | 0 | 0 | 5 | 0 | 0 | 5 | 0 | 0 | 1.1961 | 1196.1204 | 182030.0417
10 | 28 | 19 | 0 | 0 | 3.3 | 1.4 | 0 | 3.3 | 0 | 0 | 1.2302 | 1230.2053 | 187217.2147
10 | 28 | 20 | 0 | 0 | 4.4 | 0.8 | 0 | 4.4 | 0 | 0 | 1.1871 | 1187.1353 | 180662.6641
10 | 28 | 21 | 0 | 0 | 6.7 | 3.6 | 0 | 6.7 | 0 | 0 | 1.1011 | 1101.1237 | 167573.0973
10 | 28 | 22 | 0 | 0 | 3.9 | 0.8 | 0 | 3.9 | 0 | 0 | 0.9765 | 976.4958 | 148606.7528
10 | 28 | 23 | 0 | 0 | 2.8 | 3.1 | 0 | 2.8 | 0 | 0 | 0.84873 | 848.7299 | 129162.8695
10 | 29 | 0 | 0 | 0 | 3.3 | 3.9 | 0 | 3.3 | 0 | 0 | 0.74975 | 749.7465 | 114099.2031
10 | 29 | 1 | 0 | 0 | 2.8 | 2.8 | 0 | 2.8 | 0 | 0 | 0.69351 | 693.5062 | 105540.3428
10 | 29 | 2 | 0 | 0 | 3.3 | 3.6 | 0 | 3.3 | 0 | 0 | 0.66441 | 664.4056 | 101111.7095
10 | 29 | 3 | 0 | 0 | 1.7 | 1.4 | 0 | 1.7 | 0 | 0 | 0.65214 | 652.1354 | 99244.393
10 | 29 | 4 | 0 | 0 | 1.1 | 2.8 | 0 | 1.1 | 0 | 0 | 0.65742 | 657.4191 | 100048.4791
10 | 29 | 5 | 0 | 0 | 0 | 2.8 | 0 | 0 | 0 | 0 | 0.70177 | 701.7652 | 106797.2366
10 | 29 | 6 | 0 | 0 | -1.1 | 0.8 | 0 | -1.1 | 0 | 0 | 0.81746 | 817.462 | 124404.4049
10 | 29 | 7 | 0 | 13 | -1.7 | 0.8 | 11.759 | -4.329 | 82.846 | 41.267 | 0.96153 | 961.5321 | 146329.5197
10 | 29 | 8 | 312 | 53 | -3.3 | 0 | 220.376 | 3.283 | 1429.392 | 1358.776 | 0.99797 | 997.9734 | 151875.2986
10 | 29 | 9 | 484 | 79 | 0 | 0.8 | 419.845 | 13.252 | 2696.369 | 2590.594 | 1.0305 | 1030.4603 | 156819.272
10 | 29 | 10 | 315 | 134 | 2.2 | 1.4 | 416.057 | 14.485 | 2691.684 | 2586.053 | 1.0634 | 1063.3622 | 161826.4037
10 | 29 | 11 | 219 | 174 | 5 | 3.6 | 398.18 | 13.524 | 2594.758 | 2492.083 | 1.0877 | 1087.7259 | 165534.1698
10 | 29 | 12 | 238 | 176 | 6.7 | 3.1 | 436.754 | 16.553 | 2808.555 | 2699.301 | 1.0912 | 1091.1911 | 166061.5168
10 | 29 | 13 | 569 | 114 | 6.1 | 3.9 | 632.387 | 19.605 | 4002.51 | 3852.535 | 1.0869 | 1086.8871 | 165406.52
10 | 29 | 14 | 717 | 70 | 6.1 | 3.9 | 626.33 | 19.897 | 3932.851 | 3785.437 | 1.0803 | 1080.3245 | 164407.7953
10 | 29 | 15 | 637 | 44 | 6.1 | 2.8 | 426.68 | 16.703 | 2657.675 | 2553.086 | 1.0887 | 1088.6876 | 165680.5155
10 | 29 | 16 | 329 | 29 | 2.2 | 2.2 | 165.91 | 6.148 | 1015.315 | 954.542 | 1.1219 | 1121.9252 | 170738.7402
10 | 29 | 17 | 0 | 8 | -1.1 | 3.1 | 7.236 | -2.399 | 50.576 | 9.587 | 1.1591 | 1159.1234 | 176399.7095
10 | 29 | 18 | 0 | 0 | 0 | 3.1 | 0 | 0 | 0 | 0 | 1.1961 | 1196.1204 | 182030.0417
10 | 29 | 19 | 0 | 0 | -1.1 | 3.1 | 0 | -1.1 | 0 | 0 | 1.2302 | 1230.2053 | 187217.2147
10 | 29 | 20 | 0 | 0 | -2.2 | 0 | 0 | -2.2 | 0 | 0 | 1.1871 | 1187.1353 | 180662.6641
10 | 29 | 21 | 0 | 0 | 0 | 2.8 | 0 | 0 | 0 | 0 | 1.1011 | 1101.1237 | 167573.0973
10 | 29 | 22 | 0 | 0 | -1.1 | 0.6 | 0 | -1.1 | 0 | 0 | 0.9765 | 976.4958 | 148606.7528
10 | 29 | 23 | 0 | 0 | -5 | 1.4 | 0 | -5 | 0 | 0 | 0.84873 | 848.7299 | 129162.8695
10 | 30 | 0 | 0 | 0 | -5 | 1.4 | 0 | -5 | 0 | 0 | 0.74975 | 749.7465 | 114099.2031
10 | 30 | 1 | 0 | 0 | -6.1 | 1.4 | 0 | -6.1 | 0 | 0 | 0.69351 | 693.5062 | 105540.3428
10 | 30 | 2 | 0 | 0 | -5 | 2.2 | 0 | -5 | 0 | 0 | 0.66441 | 664.4056 | 101111.7095
10 | 30 | 3 | 0 | 0 | -5 | 2.2 | 0 | -5 | 0 | 0 | 0.65214 | 652.1354 | 99244.393
10 | 30 | 4 | 0 | 0 | -5 | 2.2 | 0 | -5 | 0 | 0 | 0.65742 | 657.4191 | 100048.4791
10 | 30 | 5 | 0 | 0 | -5.6 | 1.4 | 0 | -5.6 | 0 | 0 | 0.70177 | 701.7652 | 106797.2366
10 | 30 | 6 | 0 | 0 | -4.4 | 2.2 | 0 | -4.4 | 0 | 0 | 0.81746 | 817.462 | 124404.4049
10 | 30 | 7 | 0 | 13 | -3.9 | 2.2 | 11.759 | -5.79 | 83.346 | 41.757 | 0.96153 | 961.5321 | 146329.5197
10 | 30 | 8 | 335 | 37 | -1.1 | 2.2 | 211.888 | 2.652 | 1369.011 | 1299.881 | 0.99797 | 997.9734 | 151875.2986
10 | 30 | 9 | 210 | 96 | 1.1 | 3.1 | 258.968 | 6.2 | 1723.96 | 1645.848 | 1.0305 | 1030.4603 | 156819.272
10 | 30 | 10 | 97 | 148 | 3.3 | 3.6 | 242.916 | 7.863 | 1621.438 | 1545.981 | 1.0634 | 1063.3622 | 161826.4037
10 | 30 | 11 | 54 | 178 | 4.4 | 3.1 | 250.526 | 9.363 | 1664.297 | 1587.736 | 1.0877 | 1087.7259 | 165534.1698
10 | 30 | 12 | 10 | 175 | 6.1 | 3.9 | 189.554 | 9.276 | 1260.317 | 1193.818 | 1.0912 | 1091.1911 | 166061.5168
10 | 30 | 13 | 76 | 161 | 6.7 | 7.2 | 244.797 | 9.627 | 1623.501 | 1547.991 | 1.0869 | 1086.8871 | 165406.52
10 | 30 | 14 | 173 | 138 | 6.7 | 6.7 | 294.792 | 10.658 | 1938.537 | 1854.705 | 1.0803 | 1080.3245 | 164407.7953
10 | 30 | 15 | 113 | 90 | 5.6 | 7.2 | 177.462 | 7.564 | 1172.55 | 1108.135 | 1.0887 | 1088.6876 | 165680.5155
10 | 30 | 16 | 230 | 28 | 3.9 | 3.9 | 128.017 | 5.499 | 792.711 | 736.894 | 1.1219 | 1121.9252 | 170738.7402
10 | 30 | 17 | 0 | 7 | 2.2 | 3.6 | 0 | 2.2 | 0 | 0 | 1.1591 | 1159.1234 | 176399.7095
10 | 30 | 18 | 0 | 0 | 1.7 | 3.9 | 0 | 1.7 | 0 | 0 | 1.1961 | 1196.1204 | 182030.0417
10 | 30 | 19 | 0 | 0 | -0.6 | 3.6 | 0 | -0.6 | 0 | 0 | 1.2302 | 1230.2053 | 187217.2147
10 | 30 | 20 | 0 | 0 | -1.1 | 2.2 | 0 | -1.1 | 0 | 0 | 1.1871 | 1187.1353 | 180662.6641
10 | 30 | 21 | 0 | 0 | -1.1 | 2.8 | 0 | -1.1 | 0 | 0 | 1.1011 | 1101.1237 | 167573.0973
10 | 30 | 22 | 0 | 0 | -1.1 | 3.6 | 0 | -1.1 | 0 | 0 | 0.9765 | 976.4958 | 148606.7528
10 | 30 | 23 | 0 | 0 | -1.1 | 3.6 | 0 | -1.1 | 0 | 0 | 0.84873 | 848.7299 | 129162.8695
10 | 31 | 0 | 0 | 0 | -1.7 | 3.1 | 0 | -1.7 | 0 | 0 | 0.74975 | 749.7465 | 114099.2031
10 | 31 | 1 | 0 | 0 | -1.7 | 1.4 | 0 | -1.7 | 0 | 0 | 0.69351 | 693.5062 | 105540.3428
10 | 31 | 2 | 0 | 0 | -2.8 | 0.8 | 0 | -2.8 | 0 | 0 | 0.66441 | 664.4056 | 101111.7095
10 | 31 | 3 | 0 | 0 | -1.7 | 3.1 | 0 | -1.7 | 0 | 0 | 0.65214 | 652.1354 | 99244.393
10 | 31 | 4 | 0 | 0 | -0.6 | 2.8 | 0 | -0.6 | 0 | 0 | 0.65742 | 657.4191 | 100048.4791
10 | 31 | 5 | 0 | 0 | -1.1 | 0.8 | 0 | -1.1 | 0 | 0 | 0.70177 | 701.7652 | 106797.2366
10 | 31 | 6 | 0 | 0 | -1.1 | 2.8 | 0 | -1.1 | 0 | 0 | 0.81746 | 817.462 | 124404.4049
10 | 31 | 7 | 0 | 9 | 1.1 | 3.1 | 8.141 | -0.268 | 56.393 | 15.298 | 0.96153 | 961.5321 | 146329.5197
10 | 31 | 8 | 33 | 44 | 2.8 | 3.6 | 63.641 | 2.52 | 427.671 | 379.474 | 0.99797 | 997.9734 | 151875.2986
10 | 31 | 9 | 1 | 82 | 5.6 | 4.4 | 80.97 | 5.864 | 546.356 | 495.751 | 1.0305 | 1030.4603 | 156819.272
10 | 31 | 10 | 23 | 136 | 8.9 | 3.1 | 156.731 | 11.142 | 1032.765 | 971.594 | 1.0634 | 1063.3622 | 161826.4037
10 | 31 | 11 | 396 | 149 | 11.7 | 3.9 | 543.208 | 22.556 | 3395.219 | 3266.799 | 1.0877 | 1087.7259 | 165534.1698
10 | 31 | 12 | 721 | 96 | 11.1 | 5.3 | 771.782 | 25.207 | 4764.222 | 4584.742 | 1.0912 | 1091.1911 | 166061.5168
10 | 31 | 13 | 807 | 54 | 13.3 | 3.9 | 740.66 | 29.712 | 4466.626 | 4299 | 1.0869 | 1086.8871 | 165406.52
10 | 31 | 14 | 704 | 67 | 13.9 | 2.2 | 609.612 | 30.296 | 3643.39 | 3506.372 | 1.0803 | 1080.3245 | 164407.7953
10 | 31 | 15 | 601 | 69 | 12.8 | 1.4 | 433.104 | 26.076 | 2587.268 | 2484.82 | 1.0887 | 1088.6876 | 165680.5155
10 | 31 | 16 | 208 | 56 | 11.1 | 3.6 | 164.341 | 14.262 | 1006.006 | 945.445 | 1.1219 | 1121.9252 | 170738.7402
10 | 31 | 17 | 0 | 9 | 6.7 | 3.6 | 0 | 6.7 | 0 | 0 | 1.1591 | 1159.1234 | 176399.7095
10 | 31 | 18 | 0 | 0 | 6.5 | 6.7 | 0 | 6.5 | 0 | 0 | 1.1961 | 1196.1204 | 182030.0417
10 | 31 | 19 | 0 | 0 | 5.8 | 3.9 | 0 | 5.8 | 0 | 0 | 1.2302 | 1230.2053 | 187217.2147
10 | 31 | 20 | 0 | 0 | 5.2 | 3.1 | 0 | 5.2 | 0 | 0 | 1.1871 | 1187.1353 | 180662.6641
10 | 31 | 21 | 0 | 0 | 4.7 | 10.8 | 0 | 4.7 | 0 | 0 | 1.1011 | 1101.1237 | 167573.0973
10 | 31 | 22 | 0 | 0 | 4.4 | 8.9 | 0 | 4.4 | 0 | 0 | 0.9765 | 976.4958 | 148606.7528
10 | 31 | 23 | 0 | 0 | 4.1 | 7.5 | 0 | 4.1 | 0 | 0 | 0.84873 | 848.7299 | 129162.8695
11 | 1 | 0 | 0 | 0 | 4 | 0 | 0 | 4 | 0 | 0 | 0.85086 | 850.8642 | 129487.6687
11 | 1 | 1 | 0 | 0 | 3.9 | 1.9 | 0 | 3.9 | 0 | 0 | 0.79386 | 793.8633 | 120813.0631
11 | 1 | 2 | 0 | 0 | 3.7 | 1.7 | 0 | 3.7 | 0 | 0 | 0.76386 | 763.8551 | 116246.3052
11 | 1 | 3 | 0 | 0 | 3.6 | 1.1 | 0 | 3.6 | 0 | 0 | 0.75282 | 752.8198 | 114566.9133
11 | 1 | 4 | 0 | 0 | 3.5 | 1.7 | 0 | 3.5 | 0 | 0 | 0.76265 | 762.6549 | 116063.6475
11 | 1 | 5 | 0 | 0 | 3.5 | 1.1 | 0 | 3.5 | 0 | 0 | 0.81205 | 812.0546 | 123581.4903
11 | 1 | 6 | 0 | 0 | 2.2 | 1.1 | 0 | 2.2 | 0 | 0 | 0.92432 | 924.323 | 140666.9019
11 | 1 | 7 | 0 | 13 | 1.5 | 1.1 | 11.759 | 0.094 | 81.332 | 39.781 | 1.0675 | 1067.4599 | 162450.019
11 | 1 | 8 | 45 | 70 | 6.2 | 1.9 | 119.44 | 7.464 | 789.762 | 734.009 | 1.1028 | 1102.8219 | 167831.5359
11 | 1 | 9 | 260 | 138 | 11.4 | 1.9 | 351.586 | 19.595 | 2206.991 | 2115.697 | 1.1404 | 1140.4273 | 173554.4591
11 | 1 | 10 | 500 | 107 | 13.5 | 1.1 | 535.062 | 29.551 | 3223.664 | 3101.017 | 1.1709 | 1170.9113 | 178193.6363
11 | 1 | 11 | 495 | 106 | 15.2 | 1.1 | 572.159 | 33.076 | 3399.917 | 3271.337 | 1.1923 | 1192.2558 | 181441.9088
11 | 1 | 12 | 584 | 108 | 15.7 | 1.1 | 667.66 | 36.459 | 3903.668 | 3757.32 | 1.195 | 1194.9676 | 181854.6028
11 | 1 | 13 | 216 | 138 | 15.9 | 0 | 357.479 | 33.048 | 2124.971 | 2035.993 | 1.1911 | 1191.1053 | 181266.8351
11 | 1 | 14 | 7 | 106 | 17.5 | 2.5 | 110.177 | 19.633 | 699.03 | 645.229 | 1.193 | 1192.9719 | 181550.8921
11 | 1 | 15 | 0 | 62 | 15.7 | 3.1 | 60.154 | 15.753 | 388.663 | 341.242 | 1.2254 | 1225.3827 | 186483.2836
11 | 1 | 16 | 0 | 21 | 13.8 | 4.7 | 19.214 | 12.872 | 125.756 | 83.384 | 1.3441 | 1344.0609 | 204544.1761
11 | 1 | 17 | 0 | 3 | 12.7 | 5.3 | 0 | 12.7 | 0 | 0 | 1.4673 | 1467.3052 | 223299.9571
11 | 1 | 18 | 0 | 0 | 12.4 | 6.1 | 0 | 12.4 | 0 | 0 | 1.4348 | 1434.7542 | 218346.2225
11 | 1 | 19 | 0 | 0 | 10.7 | 5.3 | 0 | 10.7 | 0 | 0 | 1.3729 | 1372.8785 | 208929.7547
11 | 1 | 20 | 0 | 0 | 10.5 | 4.7 | 0 | 10.5 | 0 | 0 | 1.3119 | 1311.8697 | 199645.2098
11 | 1 | 21 | 0 | 0 | 9.5 | 5.3 | 0 | 9.5 | 0 | 0 | 1.2208 | 1220.8426 | 185792.3549
11 | 1 | 22 | 0 | 0 | 9.1 | 5.3 | 0 | 9.1 | 0 | 0 | 1.0869 | 1086.8601 | 165402.4032
11 | 1 | 23 | 0 | 0 | 9.6 | 4.7 | 0 | 9.6 | 0 | 0 | 0.95077 | 950.7702 | 144691.747
11 | 2 | 0 | 0 | 0 | 13.5 | 6.7 | 0 | 13.5 | 0 | 0 | 0.85086 | 850.8642 | 129487.6687
11 | 2 | 1 | 0 | 0 | 12.7 | 6.7 | 0 | 12.7 | 0 | 0 | 0.79386 | 793.8633 | 120813.0631
11 | 2 | 2 | 0 | 0 | 12.3 | 4.2 | 0 | 12.3 | 0 | 0 | 0.76386 | 763.8551 | 116246.3052
11 | 2 | 3 | 0 | 0 | 13.3 | 6.1 | 0 | 13.3 | 0 | 0 | 0.75282 | 752.8198 | 114566.9133
11 | 2 | 4 | 0 | 0 | 11.2 | 6.1 | 0 | 11.2 | 0 | 0 | 0.76265 | 762.6549 | 116063.6475
11 | 2 | 5 | 0 | 0 | 13.9 | 4.2 | 0 | 13.9 | 0 | 0 | 0.81205 | 812.0546 | 123581.4903
11 | 2 | 6 | 0 | 0 | 11.9 | 6.1 | 0 | 11.9 | 0 | 0 | 0.92432 | 924.323 | 140666.9019
11 | 2 | 7 | 0 | 4 | 11.9 | 5.6 | 3.618 | 10.694 | 23.909 | 0 | 1.0675 | 1067.4599 | 162450.019
11 | 2 | 8 | 0 | 18 | 13.2 | 3.6 | 15.738 | 11.918 | 103.441 | 61.482 | 1.1028 | 1102.8219 | 167831.5359
11 | 2 | 9 | 0 | 45 | 10.1 | 2.5 | 39.476 | 9.234 | 262.55 | 217.592 | 1.1404 | 1140.4273 | 173554.4591
11 | 2 | 10 | 0 | 105 | 12 | 3.1 | 101.74 | 12.82 | 666.039 | 612.937 | 1.1709 | 1170.9113 | 178193.6363
11 | 2 | 11 | 7 | 153 | 12.4 | 7.2 | 162.228 | 13.976 | 1056.427 | 994.713 | 1.1923 | 1192.2558 | 181441.9088
11 | 2 | 12 | 16 | 137 | 11 | 7.2 | 148.864 | 12.415 | 976.039 | 916.157 | 1.195 | 1194.9676 | 181854.6028
11 | 2 | 13 | 6 | 120 | 11.7 | 5.3 | 121.873 | 12.904 | 797.388 | 741.469 | 1.1911 | 1191.1053 | 181266.8351
11 | 2 | 14 | 14 | 111 | 10.7 | 5.3 | 122.158 | 11.857 | 802.292 | 746.266 | 1.193 | 1192.9719 | 181550.8921
11 | 2 | 15 | 0 | 61 | 9.9 | 1.9 | 59.471 | 9.915 | 394.354 | 346.821 | 1.2254 | 1225.3827 | 186483.2836
11 | 2 | 16 | 0 | 16 | 9 | 1.7 | 14.008 | 7.403 | 93.912 | 52.129 | 1.3441 | 1344.0609 | 204544.1761
11 | 2 | 17 | 0 | 2 | 8.5 | 4.7 | 0 | 8.5 | 0 | 0 | 1.4673 | 1467.3052 | 223299.9571
11 | 2 | 18 | 0 | 0 | 7.9 | 2.5 | 0 | 7.9 | 0 | 0 | 1.4348 | 1434.7542 | 218346.2225
11 | 2 | 19 | 0 | 0 | 6.5 | 2.5 | 0 | 6.5 | 0 | 0 | 1.3729 | 1372.8785 | 208929.7547
11 | 2 | 20 | 0 | 0 | 5.5 | 3.6 | 0 | 5.5 | 0 | 0 | 1.3119 | 1311.8697 | 199645.2098
11 | 2 | 21 | 0 | 0 | 4.2 | 3.1 | 0 | 4.2 | 0 | 0 | 1.2208 | 1220.8426 | 185792.3549
11 | 2 | 22 | 0 | 0 | 4.6 | 2.5 | 0 | 4.6 | 0 | 0 | 1.0869 | 1086.8601 | 165402.4032
11 | 2 | 23 | 0 | 0 | 6.2 | 3.1 | 0 | 6.2 | 0 | 0 | 0.95077 | 950.7702 | 144691.747
11 | 3 | 0 | 0 | 0 | 5.8 | 1.7 | 0 | 5.8 | 0 | 0 | 0.85086 | 850.8642 | 129487.6687
11 | 3 | 1 | 0 | 0 | 2 | 1.7 | 0 | 2 | 0 | 0 | 0.79386 | 793.8633 | 120813.0631
11 | 3 | 2 | 0 | 0 | 2.1 | 1.1 | 0 | 2.1 | 0 | 0 | 0.76386 | 763.8551 | 116246.3052
11 | 3 | 3 | 0 | 0 | 2.7 | 1.9 | 0 | 2.7 | 0 | 0 | 0.75282 | 752.8198 | 114566.9133
11 | 3 | 4 | 0 | 0 | 2.1 | 2.5 | 0 | 2.1 | 0 | 0 | 0.76265 | 762.6549 | 116063.6475
11 | 3 | 5 | 0 | 0 | 2.1 | 3.1 | 0 | 2.1 | 0 | 0 | 0.81205 | 812.0546 | 123581.4903
11 | 3 | 6 | 0 | 0 | 2.3 | 4.7 | 0 | 2.3 | 0 | 0 | 0.92432 | 924.323 | 140666.9019
11 | 3 | 7 | 0 | 4 | 1.8 | 1.9 | 3.618 | -0.341 | 25.071 | 0 | 1.0675 | 1067.4599 | 162450.019
11 | 3 | 8 | 97 | 22 | 2.5 | 1.9 | 83.44 | 2.656 | 546.839 | 496.223 | 1.1028 | 1102.8219 | 167831.5359
11 | 3 | 9 | 232 | 64 | 3 | 0 | 242.199 | 11.283 | 1572.239 | 1498.039 | 1.1404 | 1140.4273 | 173554.4591
11 | 3 | 10 | 260 | 134 | 4.6 | 1.7 | 374.629 | 14.263 | 2425.921 | 2328.29 | 1.1709 | 1170.9113 | 178193.6363
11 | 3 | 11 | 146 | 161 | 5.6 | 1.9 | 320.993 | 13.929 | 2088.112 | 2000.164 | 1.1923 | 1192.2558 | 181441.9088
11 | 3 | 12 | 143 | 164 | 5.6 | 1.1 | 324.327 | 15.284 | 2097.662 | 2009.448 | 1.195 | 1194.9676 | 181854.6028
11 | 3 | 13 | 164 | 161 | 5.7 | 0 | 333.731 | 19.794 | 2112.916 | 2024.276 | 1.1911 | 1191.1053 | 181266.8351
11 | 3 | 14 | 80 | 123 | 5.1 | 1.7 | 198.123 | 10.04 | 1308.145 | 1240.495 | 1.193 | 1192.9719 | 181550.8921
11 | 3 | 15 | 11 | 69 | 4.1 | 1.9 | 76.811 | 4.85 | 518.979 | 468.935 | 1.2254 | 1225.3827 | 186483.2836
11 | 3 | 16 | 0 | 15 | 2.3 | 3.6 | 13.129 | 0.989 | 90.466 | 48.747 | 1.3441 | 1344.0609 | 204544.1761
11 | 3 | 17 | 0 | 2 | 2.3 | 3.6 | 0 | 2.3 | 0 | 0 | 1.4673 | 1467.3052 | 223299.9571
11 | 3 | 18 | 0 | 0 | 1.9 | 3.6 | 0 | 1.9 | 0 | 0 | 1.4348 | 1434.7542 | 218346.2225
11 | 3 | 19 | 0 | 0 | 2.8 | 5.3 | 0 | 2.8 | 0 | 0 | 1.3729 | 1372.8785 | 208929.7547
11 | 3 | 20 | 0 | 0 | 3.1 | 5.3 | 0 | 3.1 | 0 | 0 | 1.3119 | 1311.8697 | 199645.2098
11 | 3 | 21 | 0 | 0 | 3.3 | 6.7 | 0 | 3.3 | 0 | 0 | 1.2208 | 1220.8426 | 185792.3549
11 | 3 | 22 | 0 | 0 | 3 | 6.7 | 0 | 3 | 0 | 0 | 1.0869 | 1086.8601 | 165402.4032
11 | 3 | 23 | 0 | 0 | 2.5 | 5.6 | 0 | 2.5 | 0 | 0 | 0.95077 | 950.7702 | 144691.747
11 | 4 | 0 | 0 | 0 | 0.8 | 4.2 | 0 | 0.8 | 0 | 0 | 0.85086 | 850.8642 | 129487.6687
11 | 4 | 1 | 0 | 0 | 0.1 | 4.2 | 0 | 0.1 | 0 | 0 | 0.79386 | 793.8633 | 120813.0631
11 | 4 | 2 | 0 | 0 | -0.5 | 4.2 | 0 | -0.5 | 0 | 0 | 0.76386 | 763.8551 | 116246.3052
11 | 4 | 3 | 0 | 0 | -0.5 | 3.6 | 0 | -0.5 | 0 | 0 | 0.75282 | 752.8198 | 114566.9133
11 | 4 | 4 | 0 | 0 | -0.4 | 4.7 | 0 | -0.4 | 0 | 0 | 0.76265 | 762.6549 | 116063.6475
11 | 4 | 5 | 0 | 0 | -0.4 | 4.2 | 0 | -0.4 | 0 | 0 | 0.81205 | 812.0546 | 123581.4903
11 | 4 | 6 | 0 | 0 | -0.5 | 4.7 | 0 | -0.5 | 0 | 0 | 0.92432 | 924.323 | 140666.9019
11 | 4 | 7 | 0 | 4 | -0.6 | 6.1 | 3.618 | -1.832 | 25.228 | 0 | 1.0675 | 1067.4599 | 162450.019
11 | 4 | 8 | 0 | 20 | -0.4 | 6.1 | 17.502 | -1.4 | 121.822 | 79.523 | 1.1028 | 1102.8219 | 167831.5359
11 | 4 | 9 | 0 | 43 | -0.1 | 7.8 | 37.715 | -0.627 | 261.662 | 216.721 | 1.1404 | 1140.4273 | 173554.4591
11 | 4 | 10 | 0 | 63 | -0.4 | 8.3 | 55.569 | -0.631 | 385.534 | 338.175 | 1.1709 | 1170.9113 | 178193.6363
11 | 4 | 11 | 0 | 117 | -0.1 | 8.3 | 113.2 | 0.515 | 781.596 | 726.02 | 1.1923 | 1192.2558 | 181441.9088
11 | 4 | 12 | 24 | 143 | 0.1 | 8.6 | 164.233 | 1.467 | 1128.99 | 1065.595 | 1.195 | 1194.9676 | 181854.6028
11 | 4 | 13 | 132 | 160 | 0.5 | 9.2 | 307.295 | 3.773 | 2088.953 | 2000.982 | 1.1911 | 1191.1053 | 181266.8351
11 | 4 | 14 | 44 | 134 | 0.5 | 7.8 | 191.55 | 2.551 | 1308.389 | 1240.733 | 1.193 | 1192.9719 | 181550.8921
11 | 4 | 15 | 70 | 81 | 0.8 | 6.7 | 136.838 | 2.053 | 927.74 | 868.945 | 1.2254 | 1225.3827 | 186483.2836
11 | 4 | 16 | 61 | 26 | 0.4 | 6.1 | 60.835 | 0.334 | 401.022 | 353.356 | 1.3441 | 1344.0609 | 204544.1761
11 | 4 | 17 | 0 | 4 | 0.5 | 9.2 | 0 | 0.5 | 0 | 0 | 1.4673 | 1467.3052 | 223299.9571
11 | 4 | 18 | 0 | 0 | -0.2 | 8.3 | 0 | -0.2 | 0 | 0 | 1.4348 | 1434.7542 | 218346.2225
11 | 4 | 19 | 0 | 0 | -0.7 | 8.6 | 0 | -0.7 | 0 | 0 | 1.3729 | 1372.8785 | 208929.7547
11 | 4 | 20 | 0 | 0 | -1.1 | 7.2 | 0 | -1.1 | 0 | 0 | 1.3119 | 1311.8697 | 199645.2098
11 | 4 | 21 | 0 | 0 | -2.2 | 4.7 | 0 | -2.2 | 0 | 0 | 1.2208 | 1220.8426 | 185792.3549
11 | 4 | 22 | 0 | 0 | -5.4 | 4.2 | 0 | -5.4 | 0 | 0 | 1.0869 | 1086.8601 | 165402.4032
11 | 4 | 23 | 0 | 0 | -7.1 | 1.9 | 0 | -7.1 | 0 | 0 | 0.95077 | 950.7702 | 144691.747
11 | 5 | 0 | 0 | 0 | -8.6 | 3.6 | 0 | -8.6 | 0 | 0 | 0.85086 | 850.8642 | 129487.6687
11 | 5 | 1 | 0 | 0 | -8.7 | 3.1 | 0 | -8.7 | 0 | 0 | 0.79386 | 793.8633 | 120813.0631
11 | 5 | 2 | 0 | 0 | -8.7 | 1.9 | 0 | -8.7 | 0 | 0 | 0.76386 | 763.8551 | 116246.3052
11 | 5 | 3 | 0 | 0 | -9.3 | 2.5 | 0 | -9.3 | 0 | 0 | 0.75282 | 752.8198 | 114566.9133
11 | 5 | 4 | 0 | 0 | -7.5 | 3.1 | 0 | -7.5 | 0 | 0 | 0.76265 | 762.6549 | 116063.6475
11 | 5 | 5 | 0 | 0 | -5.9 | 1.9 | 0 | -5.9 | 0 | 0 | 0.81205 | 812.0546 | 123581.4903
11 | 5 | 6 | 0 | 0 | -5.5 | 1.7 | 0 | -5.5 | 0 | 0 | 0.92432 | 924.323 | 140666.9019
11 | 5 | 7 | 0 | 6 | -3.2 | 2.5 | 5.427 | -4.986 | 38.34 | 0 | 1.0675 | 1067.4599 | 162450.019
11 | 5 | 8 | 23 | 34 | -2.8 | 1.7 | 47.606 | -3.776 | 328.684 | 282.444 | 1.1028 | 1102.8219 | 167831.5359
11 | 5 | 9 | 67 | 87 | -1.5 | 4.2 | 140.295 | -0.006 | 963.271 | 903.677 | 1.1404 | 1140.4273 | 173554.4591
11 | 5 | 10 | 406 | 114 | -0.2 | 3.1 | 469.398 | 9.858 | 3095.322 | 2976.903 | 1.1709 | 1170.9113 | 178193.6363
11 | 5 | 11 | 794 | 63 | 0.6 | 2.5 | 761.571 | 19.764 | 4815.39 | 4633.83 | 1.1923 | 1192.2558 | 181441.9088
11 | 5 | 12 | 877 | 51 | 0.8 | 3.1 | 821.955 | 20.847 | 5174.325 | 4977.822 | 1.195 | 1194.9676 | 181854.6028
11 | 5 | 13 | 877 | 49 | 1.2 | 1.9 | 780.321 | 23.659 | 4839.388 | 4656.848 | 1.1911 | 1191.1053 | 181266.8351
11 | 5 | 14 | 641 | 56 | 0.8 | 1.9 | 543.94 | 16.834 | 3457.943 | 3327.378 | 1.193 | 1192.9719 | 181550.8921
11 | 5 | 15 | 261 | 68 | -2.9 | 2.5 | 246.352 | 3.384 | 1639.358 | 1563.441 | 1.2254 | 1225.3827 | 186483.2836
11 | 5 | 16 | 0 | 22 | -4.1 | 3.6 | 21.488 | -4.813 | 151.695 | 108.84 | 1.3441 | 1344.0609 | 204544.1761
11 | 5 | 17 | 0 | 2 | -2.5 | 4.2 | 0 | -2.5 | 0 | 0 | 1.4673 | 1467.3052 | 223299.9571
11 | 5 | 18 | 0 | 0 | -2.2 | 5.6 | 0 | -2.2 | 0 | 0 | 1.4348 | 1434.7542 | 218346.2225
11 | 5 | 19 | 0 | 0 | -1.6 | 6.7 | 0 | -1.6 | 0 | 0 | 1.3729 | 1372.8785 | 208929.7547
11 | 5 | 20 | 0 | 0 | -1.4 | 2.5 | 0 | -1.4 | 0 | 0 | 1.3119 | 1311.8697 | 199645.2098
11 | 5 | 21 | 0 | 0 | -1.7 | 4.7 | 0 | -1.7 | 0 | 0 | 1.2208 | 1220.8426 | 185792.3549
11 | 5 | 22 | 0 | 0 | -1.2 | 4.2 | 0 | -1.2 | 0 | 0 | 1.0869 | 1086.8601 | 165402.4032
11 | 5 | 23 | 0 | 0 | -0.8 | 2.5 | 0 | -0.8 | 0 | 0 | 0.95077 | 950.7702 | 144691.747
11 | 6 | 0 | 0 | 0 | -0.9 | 1.9 | 0 | -0.9 | 0 | 0 | 0.85086 | 850.8642 | 129487.6687
11 | 6 | 1 | 0 | 0 | 1 | 3.1 | 0 | 1 | 0 | 0 | 0.79386 | 793.8633 | 120813.0631
11 | 6 | 2 | 0 | 0 | 1.4 | 4.2 | 0 | 1.4 | 0 | 0 | 0.76386 | 763.8551 | 116246.3052
11 | 6 | 3 | 0 | 0 | 0.9 | 3.1 | 0 | 0.9 | 0 | 0 | 0.75282 | 752.8198 | 114566.9133
11 | 6 | 4 | 0 | 0 | -0.2 | 1.9 | 0 | -0.2 | 0 | 0 | 0.76265 | 762.6549 | 116063.6475
11 | 6 | 5 | 0 | 0 | -1.2 | 1.7 | 0 | -1.2 | 0 | 0 | 0.81205 | 812.0546 | 123581.4903
11 | 6 | 6 | 0 | 0 | 3.6 | 3.1 | 0 | 3.6 | 0 | 0 | 0.92432 | 924.323 | 140666.9019
11 | 6 | 7 | 0 | 4 | 3.3 | 2.5 | 3.618 | 1.397 | 24.888 | 0 | 1.0675 | 1067.4599 | 162450.019
11 | 6 | 8 | 0 | 28 | 3.3 | 4.2 | 26.18 | 2.23 | 179.455 | 136.079 | 1.1028 | 1102.8219 | 167831.5359
11 | 6 | 9 | 33 | 79 | 4.3 | 3.6 | 108.438 | 5.136 | 730.456 | 675.984 | 1.1404 | 1140.4273 | 173554.4591
11 | 6 | 10 | 131 | 139 | 4.5 | 3.6 | 274.213 | 9.422 | 1816.285 | 1735.738 | 1.1709 | 1170.9113 | 178193.6363
11 | 6 | 11 | 86 | 173 | 5.5 | 3.1 | 277.934 | 11.21 | 1830.615 | 1749.687 | 1.1923 | 1192.2558 | 181441.9088
11 | 6 | 12 | 18 | 168 | 6 | 1.7 | 193.71 | 10.578 | 1280.433 | 1213.451 | 1.195 | 1194.9676 | 181854.6028
11 | 6 | 13 | 0 | 112 | 5.5 | 1.9 | 109.441 | 7.18 | 734.417 | 679.86 | 1.1911 | 1191.1053 | 181266.8351
11 | 6 | 14 | 0 | 58 | 5.2 | 3.6 | 51.445 | 4.904 | 348.634 | 302.004 | 1.193 | 1192.9719 | 181550.8921
11 | 6 | 15 | 0 | 51 | 5.4 | 4.2 | 48.917 | 4.943 | 331.449 | 285.155 | 1.2254 | 1225.3827 | 186483.2836
11 | 6 | 16 | 0 | 17 | 5.6 | 4.2 | 15.073 | 4.4 | 102.369 | 60.43 | 1.3441 | 1344.0609 | 204544.1761
11 | 6 | 17 | 0 | 2 | 5.9 | 5.3 | 0 | 5.9 | 0 | 0 | 1.4673 | 1467.3052 | 223299.9571
11 | 6 | 18 | 0 | 0 | 4.9 | 5.3 | 0 | 4.9 | 0 | 0 | 1.4348 | 1434.7542 | 218346.2225
11 | 6 | 19 | 0 | 0 | 6.3 | 3.6 | 0 | 6.3 | 0 | 0 | 1.3729 | 1372.8785 | 208929.7547
11 | 6 | 20 | 0 | 0 | 7.4 | 4.7 | 0 | 7.4 | 0 | 0 | 1.3119 | 1311.8697 | 199645.2098
11 | 6 | 21 | 0 | 0 | 5.8 | 3.1 | 0 | 5.8 | 0 | 0 | 1.2208 | 1220.8426 | 185792.3549
11 | 6 | 22 | 0 | 0 | 4.9 | 4.2 | 0 | 4.9 | 0 | 0 | 1.0869 | 1086.8601 | 165402.4032
11 | 6 | 23 | 0 | 0 | 5.2 | 2.5 | 0 | 5.2 | 0 | 0 | 0.95077 | 950.7702 | 144691.747
11 | 7 | 0 | 0 | 0 | 8.1 | 7.2 | 0 | 8.1 | 0 | 0 | 0.85086 | 850.8642 | 129487.6687
11 | 7 | 1 | 0 | 0 | 7.3 | 4.2 | 0 | 7.3 | 0 | 0 | 0.79386 | 793.8633 | 120813.0631
11 | 7 | 2 | 0 | 0 | 6.2 | 3.6 | 0 | 6.2 | 0 | 0 | 0.76386 | 763.8551 | 116246.3052
11 | 7 | 3 | 0 | 0 | 4.8 | 1.9 | 0 | 4.8 | 0 | 0 | 0.75282 | 752.8198 | 114566.9133
11 | 7 | 4 | 0 | 0 | 5.6 | 1.1 | 0 | 5.6 | 0 | 0 | 0.76265 | 762.6549 | 116063.6475
11 | 7 | 5 | 0 | 0 | 1.4 | 0 | 0 | 1.4 | 0 | 0 | 0.81205 | 812.0546 | 123581.4903
11 | 7 | 6 | 0 | 0 | 0.6 | 1.1 | 0 | 0.6 | 0 | 0 | 0.92432 | 924.323 | 140666.9019
11 | 7 | 7 | 1 | 6 | 0.6 | 1.7 | 5.727 | -1.571 | 39.52 | 0 | 1.0675 | 1067.4599 | 162450.019
11 | 7 | 8 | 168 | 61 | 4.1 | 1.1 | 176.515 | 7.368 | 1141.311 | 1077.629 | 1.1028 | 1102.8219 | 167831.5359
11 | 7 | 9 | 240 | 117 | 5.8 | 0 | 312.612 | 17.763 | 1975.856 | 1891.007 | 1.1404 | 1140.4273 | 173554.4591
11 | 7 | 10 | 185 | 147 | 8.6 | 3.1 | 327.592 | 15.597 | 2109.73 | 2021.18 | 1.1709 | 1170.9113 | 178193.6363
11 | 7 | 11 | 89 | 161 | 10.4 | 1.7 | 262.811 | 17.144 | 1685.447 | 1608.338 | 1.1923 | 1192.2558 | 181441.9088
11 | 7 | 12 | 80 | 163 | 9.9 | 4.7 | 257.774 | 14.158 | 1676.011 | 1599.147 | 1.195 | 1194.9676 | 181854.6028
11 | 7 | 13 | 0 | 102 | 8.8 | 3.6 | 97.933 | 9.989 | 649.185 | 596.439 | 1.1911 | 1191.1053 | 181266.8351
11 | 7 | 14 | 0 | 31 | 7.8 | 5.6 | 27.134 | 7.102 | 182.148 | 138.72 | 1.193 | 1192.9719 | 181550.8921
11 | 7 | 15 | 0 | 12 | 6.2 | 5.6 | 10.471 | 5.079 | 70.905 | 29.545 | 1.2254 | 1225.3827 | 186483.2836
11 | 7 | 16 | 0 | 3 | 4.8 | 2.5 | 2.611 | 2.856 | 17.85 | 0 | 1.3441 | 1344.0609 | 204544.1761
11 | 7 | 17 | 0 | 0 | 4.3 | 2.5 | 0 | 4.3 | 0 | 0 | 1.4673 | 1467.3052 | 223299.9571
11 | 7 | 18 | 0 | 0 | 3.9 | 2.5 | 0 | 3.9 | 0 | 0 | 1.4348 | 1434.7542 | 218346.2225
11 | 7 | 19 | 0 | 0 | 3.6 | 2.5 | 0 | 3.6 | 0 | 0 | 1.3729 | 1372.8785 | 208929.7547
11 | 7 | 20 | 0 | 0 | 2.2 | 4.7 | 0 | 2.2 | 0 | 0 | 1.3119 | 1311.8697 | 199645.2098
11 | 7 | 21 | 0 | 0 | 0.3 | 3.1 | 0 | 0.3 | 0 | 0 | 1.2208 | 1220.8426 | 185792.3549
11 | 7 | 22 | 0 | 0 | 0.6 | 5.3 | 0 | 0.6 | 0 | 0 | 1.0869 | 1086.8601 | 165402.4032
11 | 7 | 23 | 0 | 0 | 1.2 | 6.7 | 0 | 1.2 | 0 | 0 | 0.95077 | 950.7702 | 144691.747
11 | 8 | 0 | 0 | 0 | 1.4 | 6.1 | 0 | 1.4 | 0 | 0 | 0.85086 | 850.8642 | 129487.6687
11 | 8 | 1 | 0 | 0 | 1.1 | 5.3 | 0 | 1.1 | 0 | 0 | 0.79386 | 793.8633 | 120813.0631
11 | 8 | 2 | 0 | 0 | 0.8 | 6.1 | 0 | 0.8 | 0 | 0 | 0.76386 | 763.8551 | 116246.3052
11 | 8 | 3 | 0 | 0 | 0.9 | 6.1 | 0 | 0.9 | 0 | 0 | 0.75282 | 752.8198 | 114566.9133
11 | 8 | 4 | 0 | 0 | 1.3 | 6.7 | 0 | 1.3 | 0 | 0 | 0.76265 | 762.6549 | 116063.6475
11 | 8 | 5 | 0 | 0 | 1.2 | 6.7 | 0 | 1.2 | 0 | 0 | 0.81205 | 812.0546 | 123581.4903
11 | 8 | 6 | 0 | 0 | 1.2 | 8.6 | 0 | 1.2 | 0 | 0 | 0.92432 | 924.323 | 140666.9019
11 | 8 | 7 | 0 | 3 | 0.6 | 7.2 | 2.714 | -0.524 | 18.818 | 0 | 1.0675 | 1067.4599 | 162450.019
11 | 8 | 8 | 42 | 25 | 0.1 | 7.2 | 49.804 | -0.282 | 334.023 | 287.679 | 1.1028 | 1102.8219 | 167831.5359
11 | 8 | 9 | 311 | 51 | 0 | 6.7 | 270.571 | 3.297 | 1810.299 | 1729.912 | 1.1404 | 1140.4273 | 173554.4591
11 | 8 | 10 | 750 | 41 | 0.3 | 4.2 | 620.105 | 12.675 | 4026.995 | 3876.114 | 1.1709 | 1170.9113 | 178193.6363
11 | 8 | 11 | 751 | 54 | 1.7 | 4.7 | 707.953 | 15.695 | 4558.171 | 4386.943 | 1.1923 | 1192.2558 | 181441.9088
11 | 8 | 12 | 427 | 92 | 1.4 | 6.1 | 498.516 | 9.737 | 3300.037 | 3174.838 | 1.195 | 1194.9676 | 181854.6028
11 | 8 | 13 | 11 | 125 | 1.1 | 3.6 | 135.656 | 3.745 | 923.557 | 864.856 | 1.1911 | 1191.1053 | 181266.8351
11 | 8 | 14 | 0 | 56 | 1 | 3.1 | 49.621 | 0.692 | 342.357 | 295.85 | 1.193 | 1192.9719 | 181550.8921
11 | 8 | 15 | 0 | 24 | 0.1 | 1.1 | 20.997 | -1.685 | 146.32 | 103.565 | 1.2254 | 1225.3827 | 186483.2836
11 | 8 | 16 | 0 | 6 | -1.5 | 2.5 | 5.231 | -3.413 | 36.712 | 0 | 1.3441 | 1344.0609 | 204544.1761
11 | 8 | 17 | 0 | 1 | -1.6 | 4.2 | 0 | -1.6 | 0 | 0 | 1.4673 | 1467.3052 | 223299.9571
11 | 8 | 18 | 0 | 0 | -1.9 | 3.6 | 0 | -1.9 | 0 | 0 | 1.4348 | 1434.7542 | 218346.2225
11 | 8 | 19 | 0 | 0 | -3.4 | 7.8 | 0 | -3.4 | 0 | 0 | 1.3729 | 1372.8785 | 208929.7547
11 | 8 | 20 | 0 | 0 | -4.3 | 6.7 | 0 | -4.3 | 0 | 0 | 1.3119 | 1311.8697 | 199645.2098
11 | 8 | 21 | 0 | 0 | -6.2 | 9.7 | 0 | -6.2 | 0 | 0 | 1.2208 | 1220.8426 | 185792.3549
11 | 8 | 22 | 0 | 0 | -7.7 | 9.7 | 0 | -7.7 | 0 | 0 | 1.0869 | 1086.8601 | 165402.4032
11 | 8 | 23 | 0 | 0 | -8.6 | 9.2 | 0 | -8.6 | 0 | 0 | 0.95077 | 950.7702 | 144691.747
11 | 9 | 0 | 0 | 0 | -10.1 | 9.2 | 0 | -10.1 | 0 | 0 | 0.85086 | 850.8642 | 129487.6687
11 | 9 | 1 | 0 | 0 | -10.3 | 7.2 | 0 | -10.3 | 0 | 0 | 0.79386 | 793.8633 | 120813.0631
11 | 9 | 2 | 0 | 0 | -11.1 | 8.3 | 0 | -11.1 | 0 | 0 | 0.76386 | 763.8551 | 116246.3052
11 | 9 | 3 | 0 | 0 | -11.5 | 6.7 | 0 | -11.5 | 0 | 0 | 0.75282 | 752.8198 | 114566.9133
11 | 9 | 4 | 0 | 0 | -12.2 | 6.1 | 0 | -12.2 | 0 | 0 | 0.76265 | 762.6549 | 116063.6475
11 | 9 | 5 | 0 | 0 | -12.4 | 6.7 | 0 | -12.4 | 0 | 0 | 0.81205 | 812.0546 | 123581.4903
11 | 9 | 6 | 0 | 0 | -12.2 | 4.2 | 0 | -12.2 | 0 | 0 | 0.92432 | 924.323 | 140666.9019
11 | 9 | 7 | 0 | 7 | -12.4 | 5.6 | 6.332 | -13.668 | 46.33 | 5.419 | 1.0675 | 1067.4599 | 162450.019
11 | 9 | 8 | 229 | 27 | -12.3 | 5.3 | 149.079 | -10.895 | 1015.627 | 954.847 | 1.1028 | 1102.8219 | 167831.5359
11 | 9 | 9 | 243 | 66 | -11.6 | 8.3 | 250.414 | -8.958 | 1768.039 | 1688.77 | 1.1404 | 1140.4273 | 173554.4591
11 | 9 | 10 | 43 | 174 | -11.9 | 8.6 | 262.754 | -9.068 | 1885.23 | 1802.84 | 1.1709 | 1170.9113 | 178193.6363
11 | 9 | 11 | 50 | 210 | -11.5 | 7.2 | 317.454 | -7.421 | 2263.896 | 2170.977 | 1.1923 | 1192.2558 | 181441.9088
11 | 9 | 12 | 120 | 200 | -11.2 | 7.2 | 354.496 | -6.482 | 2517.28 | 2416.936 | 1.195 | 1194.9676 | 181854.6028
11 | 9 | 13 | 215 | 186 | -11.1 | 8.6 | 419.716 | -5.988 | 2970.351 | 2855.974 | 1.1911 | 1191.1053 | 181266.8351
11 | 9 | 14 | 107 | 150 | -10.9 | 7.8 | 272.761 | -7.561 | 1939.594 | 1855.734 | 1.193 | 1192.9719 | 181550.8921
11 | 9 | 15 | 38 | 73 | -11.1 | 5.6 | 113.75 | -10.005 | 813.645 | 757.372 | 1.2254 | 1225.3827 | 186483.2836
11 | 9 | 16 | 0 | 18 | -11.4 | 7.2 | 16.88 | -12.192 | 122.793 | 80.476 | 1.3441 | 1344.0609 | 204544.1761
11 | 9 | 17 | 0 | 2 | -11.5 | 5.6 | 0 | -11.5 | 0 | 0 | 1.4673 | 1467.3052 | 223299.9571
11 | 9 | 18 | 0 | 0 | -11.2 | 5.3 | 0 | -11.2 | 0 | 0 | 1.4348 | 1434.7542 | 218346.2225
11 | 9 | 19 | 0 | 0 | -11.2 | 5.6 | 0 | -11.2 | 0 | 0 | 1.3729 | 1372.8785 | 208929.7547
11 | 9 | 20 | 0 | 0 | -11.2 | 5.3 | 0 | -11.2 | 0 | 0 | 1.3119 | 1311.8697 | 199645.2098
11 | 9 | 21 | 0 | 0 | -11.2 | 6.1 | 0 | -11.2 | 0 | 0 | 1.2208 | 1220.8426 | 185792.3549
11 | 9 | 22 | 0 | 0 | -11.2 | 4.2 | 0 | -11.2 | 0 | 0 | 1.0869 | 1086.8601 | 165402.4032
11 | 9 | 23 | 0 | 0 | -11.2 | 3.6 | 0 | -11.2 | 0 | 0 | 0.95077 | 950.7702 | 144691.747
11 | 10 | 0 | 0 | 0 | -11.4 | 3.6 | 0 | -11.4 | 0 | 0 | 0.85086 | 850.8642 | 129487.6687
11 | 10 | 1 | 0 | 0 | -11.3 | 3.6 | 0 | -11.3 | 0 | 0 | 0.79386 | 793.8633 | 120813.0631
11 | 10 | 2 | 0 | 0 | -11.4 | 3.1 | 0 | -11.4 | 0 | 0 | 0.76386 | 763.8551 | 116246.3052
11 | 10 | 3 | 0 | 0 | -12 | 3.1 | 0 | -12 | 0 | 0 | 0.75282 | 752.8198 | 114566.9133
11 | 10 | 4 | 0 | 0 | -12 | 1.9 | 0 | -12 | 0 | 0 | 0.76265 | 762.6549 | 116063.6475
11 | 10 | 5 | 0 | 0 | -13.9 | 2.5 | 0 | -13.9 | 0 | 0 | 0.81205 | 812.0546 | 123581.4903
11 | 10 | 6 | 0 | 0 | -16.7 | 1.7 | 0 | -16.7 | 0 | 0 | 0.92432 | 924.323 | 140666.9019
11 | 10 | 7 | 0 | 0 | -16.9 | 3.6 | 0 | -16.9 | 0 | 0 | 1.0675 | 1067.4599 | 162450.019
11 | 10 | 8 | 520 | 20 | -15.4 | 3.1 | 255.311 | -10.85 | 1702.571 | 1625.017 | 1.1028 | 1102.8219 | 167831.5359
11 | 10 | 9 | 765 | 41 | -13.5 | 1.9 | 527.694 | 0.669 | 3549.085 | 3415.369 | 1.1404 | 1140.4273 | 173554.4591
11 | 10 | 10 | 860 | 52 | -12.4 | 1.7 | 718.74 | 8.769 | 4747.215 | 4568.424 | 1.1709 | 1170.9113 | 178193.6363
11 | 10 | 11 | 901 | 58 | -11.2 | 1.9 | 830.928 | 12.973 | 5413.843 | 5207.031 | 1.1923 | 1192.2558 | 181441.9088
11 | 10 | 12 | 909 | 60 | -9.7 | 1.9 | 857.823 | 15.499 | 5530.715 | 5318.773 | 1.195 | 1194.9676 | 181854.6028
11 | 10 | 13 | 889 | 57 | -9.4 | 1.7 | 797.416 | 15.05 | 5141.27 | 4946.169 | 1.1911 | 1191.1053 | 181266.8351
11 | 10 | 14 | 833 | 49 | -8.5 | 1.1 | 654.388 | 14.291 | 4199.685 | 4042.336 | 1.193 | 1192.9719 | 181550.8921
11 | 10 | 15 | 705 | 36 | -8.6 | 1.1 | 436.529 | 6.821 | 2819.182 | 2709.595 | 1.2254 | 1225.3827 | 186483.2836
11 | 10 | 16 | 170 | 11 | -11.5 | 4.2 | 86.628 | -10.362 | 570.611 | 519.505 | 1.3441 | 1344.0609 | 204544.1761
11 | 10 | 17 | 0 | 0 | -10.9 | 4.2 | 0 | -10.9 | 0 | 0 | 1.4673 | 1467.3052 | 223299.9571
11 | 10 | 18 | 0 | 0 | -11.3 | 5.3 | 0 | -11.3 | 0 | 0 | 1.4348 | 1434.7542 | 218346.2225
11 | 10 | 19 | 0 | 0 | -11.6 | 4.7 | 0 | -11.6 | 0 | 0 | 1.3729 | 1372.8785 | 208929.7547
11 | 10 | 20 | 0 | 0 | -11.8 | 3.6 | 0 | -11.8 | 0 | 0 | 1.3119 | 1311.8697 | 199645.2098
11 | 10 | 21 | 0 | 0 | -12.2 | 4.2 | 0 | -12.2 | 0 | 0 | 1.2208 | 1220.8426 | 185792.3549
11 | 10 | 22 | 0 | 0 | -12 | 5.3 | 0 | -12 | 0 | 0 | 1.0869 | 1086.8601 | 165402.4032
11 | 10 | 23 | 0 | 0 | -12.5 | 4.2 | 0 | -12.5 | 0 | 0 | 0.95077 | 950.7702 | 144691.747
11 | 11 | 0 | 0 | 0 | -11.8 | 4.2 | 0 | -11.8 | 0 | 0 | 0.85086 | 850.8642 | 129487.6687
11 | 11 | 1 | 0 | 0 | -12 | 4.7 | 0 | -12 | 0 | 0 | 0.79386 | 793.8633 | 120813.0631
11 | 11 | 2 | 0 | 0 | -12.4 | 5.3 | 0 | -12.4 | 0 | 0 | 0.76386 | 763.8551 | 116246.3052
11 | 11 | 3 | 0 | 0 | -12.3 | 6.1 | 0 | -12.3 | 0 | 0 | 0.75282 | 752.8198 | 114566.9133
11 | 11 | 4 | 0 | 0 | -12.1 | 6.1 | 0 | -12.1 | 0 | 0 | 0.76265 | 762.6549 | 116063.6475
11 | 11 | 5 | 0 | 0 | -12.7 | 7.2 | 0 | -12.7 | 0 | 0 | 0.81205 | 812.0546 | 123581.4903
11 | 11 | 6 | 0 | 0 | -12.4 | 7.2 | 0 | -12.4 | 0 | 0 | 0.92432 | 924.323 | 140666.9019
11 | 11 | 7 | 0 | 3 | -12 | 5.6 | 2.714 | -13.218 | 19.82 | 0 | 1.0675 | 1067.4599 | 162450.019
11 | 11 | 8 | 461 | 28 | -11.1 | 6.7 | 231.688 | -8.521 | 1532.503 | 1459.31 | 1.1028 | 1102.8219 | 167831.5359
11 | 11 | 9 | 696 | 38 | -9.6 | 7.2 | 481.372 | -2.972 | 3286.273 | 3161.535 | 1.1404 | 1140.4273 | 173554.4591
11 | 11 | 10 | 810 | 46 | -7.3 | 7.2 | 665.712 | 2.497 | 4515.826 | 4346.27 | 1.1709 | 1170.9113 | 178193.6363
11 | 11 | 11 | 871 | 51 | -5.4 | 8.6 | 786.929 | 5.151 | 5304.511 | 5102.438 | 1.1923 | 1192.2558 | 181441.9088
11 | 11 | 12 | 884 | 56 | -4.1 | 7.8 | 821.577 | 7.822 | 5479.168 | 5269.497 | 1.195 | 1194.9676 | 181854.6028
11 | 11 | 13 | 858 | 52 | -3 | 7.2 | 757.184 | 8.615 | 5021.868 | 4831.787 | 1.1911 | 1191.1053 | 181266.8351
11 | 11 | 14 | 817 | 43 | -2.7 | 4.7 | 628.461 | 9.936 | 4109.877 | 3955.909 | 1.193 | 1192.9719 | 181550.8921
11 | 11 | 15 | 698 | 32 | -5.1 | 6.1 | 425.319 | 1.831 | 2803.24 | 2694.152 | 1.2254 | 1225.3827 | 186483.2836
11 | 11 | 16 | 243 | 21 | -7 | 6.7 | 123.991 | -5.712 | 801.844 | 745.828 | 1.3441 | 1344.0609 | 204544.1761
11 | 11 | 17 | 0 | 2 | -7.5 | 7.8 | 0 | -7.5 | 0 | 0 | 1.4673 | 1467.3052 | 223299.9571
11 | 11 | 18 | 0 | 0 | -8.2 | 7.8 | 0 | -8.2 | 0 | 0 | 1.4348 | 1434.7542 | 218346.2225
11 | 11 | 19 | 0 | 0 | -9.3 | 5.3 | 0 | -9.3 | 0 | 0 | 1.3729 | 1372.8785 | 208929.7547
11 | 11 | 20 | 0 | 0 | -10.1 | 7.2 | 0 | -10.1 | 0 | 0 | 1.3119 | 1311.8697 | 199645.2098
11 | 11 | 21 | 0 | 0 | -10.8 | 5.3 | 0 | -10.8 | 0 | 0 | 1.2208 | 1220.8426 | 185792.3549
11 | 11 | 22 | 0 | 0 | -11 | 7.2 | 0 | -11 | 0 | 0 | 1.0869 | 1086.8601 | 165402.4032
11 | 11 | 23 | 0 | 0 | -11.8 | 6.1 | 0 | -11.8 | 0 | 0 | 0.95077 | 950.7702 | 144691.747
11 | 12 | 0 | 0 | 0 | -12.2 | 6.7 | 0 | -12.2 | 0 | 0 | 0.85086 | 850.8642 | 129487.6687
11 | 12 | 1 | 0 | 0 | -12.4 | 6.1 | 0 | -12.4 | 0 | 0 | 0.79386 | 793.8633 | 120813.0631
11 | 12 | 2 | 0 | 0 | -13.7 | 5.3 | 0 | -13.7 | 0 | 0 | 0.76386 | 763.8551 | 116246.3052
11 | 12 | 3 | 0 | 0 | -13.5 | 4.7 | 0 | -13.5 | 0 | 0 | 0.75282 | 752.8198 | 114566.9133
11 | 12 | 4 | 0 | 0 | -13 | 5.6 | 0 | -13 | 0 | 0 | 0.76265 | 762.6549 | 116063.6475
11 | 12 | 5 | 0 | 0 | -14.6 | 4.2 | 0 | -14.6 | 0 | 0 | 0.81205 | 812.0546 | 123581.4903
11 | 12 | 6 | 0 | 0 | -15.2 | 3.1 | 0 | -15.2 | 0 | 0 | 0.92432 | 924.323 | 140666.9019
11 | 12 | 7 | 2 | 4 | -14.1 | 2.5 | 0 | -14.1 | 0 | 0 | 1.0675 | 1067.4599 | 162450.019
11 | 12 | 8 | 371 | 24 | -13.3 | 2.5 | 198.096 | -9.587 | 1321.738 | 1253.759 | 1.1028 | 1102.8219 | 167831.5359
11 | 12 | 9 | 95 | 81 | -12.2 | 3.1 | 164.651 | -9.401 | 1172.106 | 1107.701 | 1.1404 | 1140.4273 | 173554.4591
11 | 12 | 10 | 22 | 122 | -11.4 | 1.1 | 147.907 | -8.094 | 1057.068 | 995.34 | 1.1709 | 1170.9113 | 178193.6363
11 | 12 | 11 | 16 | 154 | -10.5 | 1.9 | 180.909 | -6.87 | 1287.529 | 1220.377 | 1.1923 | 1192.2558 | 181441.9088
11 | 12 | 12 | 451 | 170 | -10.3 | 1.9 | 607.098 | 5.696 | 4090.264 | 3937.03 | 1.195 | 1194.9676 | 181854.6028
11 | 12 | 13 | 441 | 143 | -9.9 | 4.2 | 549.548 | 1.68 | 3760.776 | 3619.59 | 1.1911 | 1191.1053 | 181266.8351
11 | 12 | 14 | 165 | 116 | -10.4 | 1.7 | 266.426 | -2.28 | 1848.906 | 1767.49 | 1.193 | 1192.9719 | 181550.8921
11 | 12 | 15 | 484 | 52 | -9.5 | 0 | 338.326 | 4.901 | 2211.97 | 2120.535 | 1.2254 | 1225.3827 | 186483.2836
11 | 12 | 16 | 98 | 10 | -10.9 | 0 | 58.611 | -6.745 | 386.125 | 338.755 | 1.3441 | 1344.0609 | 204544.1761
11 | 12 | 17 | 0 | 0 | -12.3 | 0 | 0 | -12.3 | 0 | 0 | 1.4673 | 1467.3052 | 223299.9571
11 | 12 | 18 | 0 | 0 | -11.1 | 0 | 0 | -11.1 | 0 | 0 | 1.4348 | 1434.7542 | 218346.2225
11 | 12 | 19 | 0 | 0 | -9.8 | 0 | 0 | -9.8 | 0 | 0 | 1.3729 | 1372.8785 | 208929.7547
11 | 12 | 20 | 0 | 0 | -7 | 1.7 | 0 | -7 | 0 | 0 | 1.3119 | 1311.8697 | 199645.2098
11 | 12 | 21 | 0 | 0 | -6.8 | 1.7 | 0 | -6.8 | 0 | 0 | 1.2208 | 1220.8426 | 185792.3549
11 | 12 | 22 | 0 | 0 | -5.8 | 2.5 | 0 | -5.8 | 0 | 0 | 1.0869 | 1086.8601 | 165402.4032
11 | 12 | 23 | 0 | 0 | -5.2 | 4.7 | 0 | -5.2 | 0 | 0 | 0.95077 | 950.7702 | 144691.747
11 | 13 | 0 | 0 | 0 | -5.1 | 6.1 | 0 | -5.1 | 0 | 0 | 0.85086 | 850.8642 | 129487.6687
11 | 13 | 1 | 0 | 0 | -5.3 | 4.2 | 0 | -5.3 | 0 | 0 | 0.79386 | 793.8633 | 120813.0631
11 | 13 | 2 | 0 | 0 | -5.3 | 2.5 | 0 | -5.3 | 0 | 0 | 0.76386 | 763.8551 | 116246.3052
11 | 13 | 3 | 0 | 0 | -5.1 | 1.9 | 0 | -5.1 | 0 | 0 | 0.75282 | 752.8198 | 114566.9133
11 | 13 | 4 | 0 | 0 | -5.5 | 3.6 | 0 | -5.5 | 0 | 0 | 0.76265 | 762.6549 | 116063.6475
11 | 13 | 5 | 0 | 0 | -6.1 | 3.6 | 0 | -6.1 | 0 | 0 | 0.81205 | 812.0546 | 123581.4903
11 | 13 | 6 | 0 | 0 | -6.3 | 4.2 | 0 | -6.3 | 0 | 0 | 0.92432 | 924.323 | 140666.9019
11 | 13 | 7 | 0 | 2 | -7 | 6.1 | 0 | -7 | 0 | 0 | 1.0675 | 1067.4599 | 162450.019
11 | 13 | 8 | 548 | 29 | -8.5 | 2.5 | 262.664 | -3.318 | 1693.142 | 1615.833 | 1.1028 | 1102.8219 | 167831.5359
11 | 13 | 9 | 834 | 38 | -8.8 | 3.1 | 555.741 | 3.88 | 3679.469 | 3541.177 | 1.1404 | 1140.4273 | 173554.4591
11 | 13 | 10 | 878 | 47 | -7.8 | 5.3 | 712.267 | 5.167 | 4774.313 | 4594.425 | 1.1709 | 1170.9113 | 178193.6363
11 | 13 | 11 | 874 | 52 | -6.4 | 3.6 | 786.404 | 11.992 | 5143.732 | 4948.527 | 1.1923 | 1192.2558 | 181441.9088
11 | 13 | 12 | 856 | 52 | -5.7 | 3.6 | 788.401 | 12.888 | 5140.868 | 4945.784 | 1.195 | 1194.9676 | 181854.6028
11 | 13 | 13 | 840 | 48 | -4.8 | 3.1 | 733.448 | 13.455 | 4760.203 | 4580.886 | 1.1911 | 1191.1053 | 181266.8351
11 | 13 | 14 | 785 | 41 | -4.5 | 3.6 | 600.76 | 9.631 | 3932.122 | 3784.735 | 1.193 | 1192.9719 | 181550.8921
11 | 13 | 15 | 645 | 29 | -4.6 | 1.7 | 391.195 | 7.203 | 2517.358 | 2417.012 | 1.2254 | 1225.3827 | 186483.2836
11 | 13 | 16 | 196 | 17 | -6.8 | 2.5 | 87.766 | -5.22 | 559.395 | 508.521 | 1.3441 | 1344.0609 | 204544.1761
11 | 13 | 17 | 0 | 1 | -10 | 3.1 | 0 | -10 | 0 | 0 | 1.4673 | 1467.3052 | 223299.9571
11 | 13 | 18 | 0 | 0 | -10.2 | 3.6 | 0 | -10.2 | 0 | 0 | 1.4348 | 1434.7542 | 218346.2225
11 | 13 | 19 | 0 | 0 | -10.3 | 3.6 | 0 | -10.3 | 0 | 0 | 1.3729 | 1372.8785 | 208929.7547
11 | 13 | 20 | 0 | 0 | -9.9 | 4.2 | 0 | -9.9 | 0 | 0 | 1.3119 | 1311.8697 | 199645.2098
11 | 13 | 21 | 0 | 0 | -9.6 | 3.6 | 0 | -9.6 | 0 | 0 | 1.2208 | 1220.8426 | 185792.3549
11 | 13 | 22 | 0 | 0 | -9.4 | 3.6 | 0 | -9.4 | 0 | 0 | 1.0869 | 1086.8601 | 165402.4032
11 | 13 | 23 | 0 | 0 | -7.8 | 3.6 | 0 | -7.8 | 0 | 0 | 0.95077 | 950.7702 | 144691.747
11 | 14 | 0 | 0 | 0 | -7.6 | 3.1 | 0 | -7.6 | 0 | 0 | 0.85086 | 850.8642 | 129487.6687
11 | 14 | 1 | 0 | 0 | -8.1 | 3.6 | 0 | -8.1 | 0 | 0 | 0.79386 | 793.8633 | 120813.0631
11 | 14 | 2 | 0 | 0 | -7.4 | 2.5 | 0 | -7.4 | 0 | 0 | 0.76386 | 763.8551 | 116246.3052
11 | 14 | 3 | 0 | 0 | -7.6 | 1.9 | 0 | -7.6 | 0 | 0 | 0.75282 | 752.8198 | 114566.9133
11 | 14 | 4 | 0 | 0 | -9.2 | 3.1 | 0 | -9.2 | 0 | 0 | 0.76265 | 762.6549 | 116063.6475
11 | 14 | 5 | 0 | 0 | -8.9 | 2.5 | 0 | -8.9 | 0 | 0 | 0.81205 | 812.0546 | 123581.4903
11 | 14 | 6 | 0 | 0 | -8.8 | 3.1 | 0 | -8.8 | 0 | 0 | 0.92432 | 924.323 | 140666.9019
11 | 14 | 7 | 0 | 2 | -6.9 | 2.5 | 0 | -6.9 | 0 | 0 | 1.0675 | 1067.4599 | 162450.019
11 | 14 | 8 | 59 | 26 | -6.6 | 1.7 | 59.745 | -6.846 | 408.993 | 361.168 | 1.1028 | 1102.8219 | 167831.5359
11 | 14 | 9 | 95 | 83 | -4.5 | 2.5 | 170.706 | -1.817 | 1178.021 | 1113.477 | 1.1404 | 1140.4273 | 173554.4591
11 | 14 | 10 | 141 | 127 | -2.1 | 2.5 | 270.267 | 3.591 | 1834.109 | 1753.089 | 1.1709 | 1170.9113 | 178193.6363
11 | 14 | 11 | 26 | 131 | -1.8 | 3.6 | 158.374 | 0.819 | 1091.352 | 1028.832 | 1.1923 | 1192.2558 | 181441.9088
11 | 14 | 12 | 7 | 120 | -0.6 | 3.6 | 127.003 | 0.988 | 874.983 | 817.362 | 1.195 | 1194.9676 | 181854.6028
11 | 14 | 13 | 93 | 131 | 0.5 | 4.7 | 227.358 | 3.836 | 1544.564 | 1471.066 | 1.1911 | 1191.1053 | 181266.8351
11 | 14 | 14 | 57 | 95 | 1 | 5.3 | 149.894 | 2.782 | 1020.785 | 959.888 | 1.193 | 1192.9719 | 181550.8921
11 | 14 | 15 | 0 | 43 | 1.1 | 5.6 | 42.552 | 0.721 | 293.552 | 247.995 | 1.2254 | 1225.3827 | 186483.2836
11 | 14 | 16 | 0 | 6 | -1.1 | 2.5 | 5.427 | -2.931 | 38.016 | 0 | 1.3441 | 1344.0609 | 204544.1761
11 | 14 | 17 | 0 | 0 | -2.6 | 1.9 | 0 | -2.6 | 0 | 0 | 1.4673 | 1467.3052 | 223299.9571
11 | 14 | 18 | 0 | 0 | -0.6 | 3.6 | 0 | -0.6 | 0 | 0 | 1.4348 | 1434.7542 | 218346.2225
11 | 14 | 19 | 0 | 0 | -4.4 | 2.5 | 0 | -4.4 | 0 | 0 | 1.3729 | 1372.8785 | 208929.7547
11 | 14 | 20 | 0 | 0 | -6.7 | 1.9 | 0 | -6.7 | 0 | 0 | 1.3119 | 1311.8697 | 199645.2098
11 | 14 | 21 | 0 | 0 | -6 | 2.5 | 0 | -6 | 0 | 0 | 1.2208 | 1220.8426 | 185792.3549
11 | 14 | 22 | 0 | 0 | -6.8 | 1.7 | 0 | -6.8 | 0 | 0 | 1.0869 | 1086.8601 | 165402.4032
11 | 14 | 23 | 0 | 0 | -7.2 | 0 | 0 | -7.2 | 0 | 0 | 0.95077 | 950.7702 | 144691.747
11 | 15 | 0 | 0 | 0 | -6.1 | 1.7 | 0 | -6.1 | 0 | 0 | 0.85086 | 850.8642 | 129487.6687
11 | 15 | 1 | 0 | 0 | -8.5 | 0 | 0 | -8.5 | 0 | 0 | 0.79386 | 793.8633 | 120813.0631
11 | 15 | 2 | 0 | 0 | -9.5 | 0 | 0 | -9.5 | 0 | 0 | 0.76386 | 763.8551 | 116246.3052
11 | 15 | 3 | 0 | 0 | -7.8 | 0 | 0 | -7.8 | 0 | 0 | 0.75282 | 752.8198 | 114566.9133
11 | 15 | 4 | 0 | 0 | -6.9 | 1.9 | 0 | -6.9 | 0 | 0 | 0.76265 | 762.6549 | 116063.6475
11 | 15 | 5 | 0 | 0 | -5.9 | 3.6 | 0 | -5.9 | 0 | 0 | 0.81205 | 812.0546 | 123581.4903
11 | 15 | 6 | 0 | 0 | -5.7 | 4.7 | 0 | -5.7 | 0 | 0 | 0.92432 | 924.323 | 140666.9019
11 | 15 | 7 | 0 | 2 | -5.7 | 4.2 | 0 | -5.7 | 0 | 0 | 1.0675 | 1067.4599 | 162450.019
11 | 15 | 8 | 10 | 25 | -5.4 | 4.2 | 33.092 | -6.352 | 232.346 | 187.966 | 1.1028 | 1102.8219 | 167831.5359
11 | 15 | 9 | 74 | 70 | -4.3 | 5.3 | 136.986 | -3.083 | 950.474 | 891.169 | 1.1404 | 1140.4273 | 173554.4591
11 | 15 | 10 | 41 | 123 | -3.8 | 7.2 | 181.587 | -1.975 | 1264.577 | 1197.976 | 1.1709 | 1170.9113 | 178193.6363
11 | 15 | 11 | 109 | 176 | -2.7 | 7.8 | 316.184 | 1.09 | 2174.6 | 2084.224 | 1.1923 | 1192.2558 | 181441.9088
11 | 15 | 12 | 85 | 198 | -1.5 | 6.7 | 334.613 | 3.153 | 2282.62 | 2189.163 | 1.195 | 1194.9676 | 181854.6028
11 | 15 | 13 | 66 | 167 | -2.1 | 7.2 | 269.631 | 1.323 | 1852.949 | 1771.425 | 1.1911 | 1191.1053 | 181266.8351
11 | 15 | 14 | 101 | 140 | -2.1 | 6.7 | 263.667 | 1.326 | 1806.553 | 1726.265 | 1.193 | 1192.9719 | 181550.8921
11 | 15 | 15 | 146 | 49 | -2.7 | 6.1 | 151.785 | -1.018 | 1029.185 | 968.095 | 1.2254 | 1225.3827 | 186483.2836
11 | 15 | 16 | 0 | 14 | -3.1 | 7.2 | 12.663 | -3.921 | 89.068 | 47.375 | 1.3441 | 1344.0609 | 204544.1761
11 | 15 | 17 | 0 | 1 | -3 | 7.8 | 0 | -3 | 0 | 0 | 1.4673 | 1467.3052 | 223299.9571
11 | 15 | 18 | 0 | 0 | -3.4 | 6.1 | 0 | -3.4 | 0 | 0 | 1.4348 | 1434.7542 | 218346.2225
11 | 15 | 19 | 0 | 0 | -4.6 | 3.6 | 0 | -4.6 | 0 | 0 | 1.3729 | 1372.8785 | 208929.7547
11 | 15 | 20 | 0 | 0 | -4 | 3.6 | 0 | -4 | 0 | 0 | 1.3119 | 1311.8697 | 199645.2098
11 | 15 | 21 | 0 | 0 | -4.4 | 3.1 | 0 | -4.4 | 0 | 0 | 1.2208 | 1220.8426 | 185792.3549
11 | 15 | 22 | 0 | 0 | -4.8 | 1.9 | 0 | -4.8 | 0 | 0 | 1.0869 | 1086.8601 | 165402.4032
11 | 15 | 23 | 0 | 0 | -4.5 | 1.1 | 0 | -4.5 | 0 | 0 | 0.95077 | 950.7702 | 144691.747
11 | 16 | 0 | 0 | 0 | -4.5 | 0 | 0 | -4.5 | 0 | 0 | 0.85086 | 850.8642 | 129487.6687
11 | 16 | 1 | 0 | 0 | -4.3 | 1.7 | 0 | -4.3 | 0 | 0 | 0.79386 | 793.8633 | 120813.0631
11 | 16 | 2 | 0 | 0 | -4.2 | 1.7 | 0 | -4.2 | 0 | 0 | 0.76386 | 763.8551 | 116246.3052
11 | 16 | 3 | 0 | 0 | -4.1 | 1.1 | 0 | -4.1 | 0 | 0 | 0.75282 | 752.8198 | 114566.9133
11 | 16 | 4 | 0 | 0 | -4.1 | 0 | 0 | -4.1 | 0 | 0 | 0.76265 | 762.6549 | 116063.6475
11 | 16 | 5 | 0 | 0 | -4.4 | 0 | 0 | -4.4 | 0 | 0 | 0.81205 | 812.0546 | 123581.4903
11 | 16 | 6 | 0 | 0 | -4.3 | 1.7 | 0 | -4.3 | 0 | 0 | 0.92432 | 924.323 | 140666.9019
11 | 16 | 7 | 0 | 1 | -4.2 | 1.1 | 0 | -4.2 | 0 | 0 | 1.0675 | 1067.4599 | 162450.019
11 | 16 | 8 | 0 | 11 | -4.1 | 1.7 | 9.611 | -6.217 | 68.243 | 26.932 | 1.1028 | 1102.8219 | 167831.5359
11 | 16 | 9 | 0 | 38 | -3.9 | 1.1 | 33.483 | -5.54 | 237.084 | 192.614 | 1.1404 | 1140.4273 | 173554.4591
11 | 16 | 10 | 0 | 71 | -3.7 | 1.1 | 66.962 | -4.033 | 471.208 | 422.135 | 1.1709 | 1170.9113 | 178193.6363
11 | 16 | 11 | 0 | 92 | -3.3 | 2.5 | 88.443 | -2.814 | 619.23 | 567.113 | 1.1923 | 1192.2558 | 181441.9088
11 | 16 | 12 | 0 | 90 | -5.1 | 5.3 | 85.219 | -4.786 | 601.551 | 549.802 | 1.195 | 1194.9676 | 181854.6028
11 | 16 | 13 | 0 | 71 | -5.8 | 6.1 | 64.919 | -5.875 | 460.311 | 411.458 | 1.1911 | 1191.1053 | 181266.8351
11 | 16 | 14 | 0 | 65 | -6.9 | 6.7 | 61.826 | -7.046 | 440.487 | 392.033 | 1.193 | 1192.9719 | 181550.8921
11 | 16 | 15 | 0 | 34 | -7.4 | 5.3 | 31.301 | -8.158 | 224.02 | 179.8 | 1.2254 | 1225.3827 | 186483.2836
11 | 16 | 16 | 0 | 8 | -7.6 | 6.1 | 7.236 | -8.753 | 51.914 | 10.901 | 1.3441 | 1344.0609 | 204544.1761
11 | 16 | 17 | 0 | 1 | -8.8 | 7.8 | 0 | -8.8 | 0 | 0 | 1.4673 | 1467.3052 | 223299.9571
11 | 16 | 18 | 0 | 0 | -9.8 | 6.7 | 0 | -9.8 | 0 | 0 | 1.4348 | 1434.7542 | 218346.2225
11 | 16 | 19 | 0 | 0 | -10.6 | 5.3 | 0 | -10.6 | 0 | 0 | 1.3729 | 1372.8785 | 208929.7547
11 | 16 | 20 | 0 | 0 | -11.6 | 6.1 | 0 | -11.6 | 0 | 0 | 1.3119 | 1311.8697 | 199645.2098
11 | 16 | 21 | 0 | 0 | -12.8 | 6.7 | 0 | -12.8 | 0 | 0 | 1.2208 | 1220.8426 | 185792.3549
11 | 16 | 22 | 0 | 0 | -14 | 6.1 | 0 | -14 | 0 | 0 | 1.0869 | 1086.8601 | 165402.4032
11 | 16 | 23 | 0 | 0 | -14.7 | 7.2 | 0 | -14.7 | 0 | 0 | 0.95077 | 950.7702 | 144691.747
11 | 17 | 0 | 0 | 0 | -15.2 | 6.1 | 0 | -15.2 | 0 | 0 | 0.85086 | 850.8642 | 129487.6687
11 | 17 | 1 | 0 | 0 | -15.8 | 6.7 | 0 | -15.8 | 0 | 0 | 0.79386 | 793.8633 | 120813.0631
11 | 17 | 2 | 0 | 0 | -16.8 | 7.2 | 0 | -16.8 | 0 | 0 | 0.76386 | 763.8551 | 116246.3052
11 | 17 | 3 | 0 | 0 | -17.4 | 7.2 | 0 | -17.4 | 0 | 0 | 0.75282 | 752.8198 | 114566.9133
11 | 17 | 4 | 0 | 0 | -17.5 | 6.1 | 0 | -17.5 | 0 | 0 | 0.76265 | 762.6549 | 116063.6475
11 | 17 | 5 | 0 | 0 | -18.1 | 6.1 | 0 | -18.1 | 0 | 0 | 0.81205 | 812.0546 | 123581.4903
11 | 17 | 6 | 0 | 0 | -18.5 | 6.7 | 0 | -18.5 | 0 | 0 | 0.92432 | 924.323 | 140666.9019
11 | 17 | 7 | 0 | 2 | -18.8 | 4.7 | 0 | -18.8 | 0 | 0 | 1.0675 | 1067.4599 | 162450.019
11 | 17 | 8 | 0 | 21 | -18.8 | 6.7 | 20.5 | -19.664 | 153.581 | 110.69 | 1.1028 | 1102.8219 | 167831.5359
11 | 17 | 9 | 82 | 67 | -19 | 6.1 | 138.552 | -17.854 | 1018.983 | 958.126 | 1.1404 | 1140.4273 | 173554.4591
11 | 17 | 10 | 59 | 141 | -18.6 | 6.7 | 230.973 | -15.873 | 1701.192 | 1623.673 | 1.1709 | 1170.9113 | 178193.6363
11 | 17 | 11 | 169 | 165 | -19.1 | 6.1 | 358.722 | -13.855 | 2621.261 | 2517.783 | 1.1923 | 1192.2558 | 181441.9088
11 | 17 | 12 | 162 | 181 | -18.5 | 6.1 | 380.465 | -12.713 | 2769.019 | 2660.998 | 1.195 | 1194.9676 | 181854.6028
11 | 17 | 13 | 49 | 155 | -18 | 6.7 | 238.321 | -14.881 | 1750.318 | 1671.514 | 1.1911 | 1191.1053 | 181266.8351
11 | 17 | 14 | 64 | 138 | -18.4 | 7.8 | 239.942 | -15.718 | 1764.659 | 1685.479 | 1.193 | 1192.9719 | 181550.8921
11 | 17 | 15 | 34 | 66 | -18.3 | 7.2 | 114.059 | -17.427 | 840.626 | 783.762 | 1.2254 | 1225.3827 | 186483.2836
11 | 17 | 16 | 0 | 14 | -19.1 | 5.3 | 12.663 | -20.102 | 95.031 | 53.228 | 1.3441 | 1344.0609 | 204544.1761
11 | 17 | 17 | 0 | 1 | -19.6 | 6.1 | 0 | -19.6 | 0 | 0 | 1.4673 | 1467.3052 | 223299.9571
11 | 17 | 18 | 0 | 0 | -19 | 3.6 | 0 | -19 | 0 | 0 | 1.4348 | 1434.7542 | 218346.2225
11 | 17 | 19 | 0 | 0 | -18.8 | 3.1 | 0 | -18.8 | 0 | 0 | 1.3729 | 1372.8785 | 208929.7547
11 | 17 | 20 | 0 | 0 | -18.8 | 5.6 | 0 | -18.8 | 0 | 0 | 1.3119 | 1311.8697 | 199645.2098
11 | 17 | 21 | 0 | 0 | -19 | 3.1 | 0 | -19 | 0 | 0 | 1.2208 | 1220.8426 | 185792.3549
11 | 17 | 22 | 0 | 0 | -19.1 | 5.6 | 0 | -19.1 | 0 | 0 | 1.0869 | 1086.8601 | 165402.4032
11 | 17 | 23 | 0 | 0 | -19.9 | 3.6 | 0 | -19.9 | 0 | 0 | 0.95077 | 950.7702 | 144691.747
11 | 18 | 0 | 0 | 0 | -21.1 | 4.7 | 0 | -21.1 | 0 | 0 | 0.85086 | 850.8642 | 129487.6687
11 | 18 | 1 | 0 | 0 | -22.4 | 3.6 | 0 | -22.4 | 0 | 0 | 0.79386 | 793.8633 | 120813.0631
11 | 18 | 2 | 0 | 0 | -25.2 | 1.9 | 0 | -25.2 | 0 | 0 | 0.76386 | 763.8551 | 116246.3052
11 | 18 | 3 | 0 | 0 | -26.5 | 1.7 | 0 | -26.5 | 0 | 0 | 0.75282 | 752.8198 | 114566.9133
11 | 18 | 4 | 0 | 0 | -26.9 | 2.5 | 0 | -26.9 | 0 | 0 | 0.76265 | 762.6549 | 116063.6475
11 | 18 | 5 | 0 | 0 | -26.5 | 1.9 | 0 | -26.5 | 0 | 0 | 0.81205 | 812.0546 | 123581.4903
11 | 18 | 6 | 0 | 0 | -26.6 | 2.5 | 0 | -26.6 | 0 | 0 | 0.92432 | 924.323 | 140666.9019
11 | 18 | 7 | 0 | 1 | -25.9 | 4.2 | 0 | -25.9 | 0 | 0 | 1.0675 | 1067.4599 | 162450.019
11 | 18 | 8 | 158 | 46 | -25 | 1.7 | 145.026 | -22.792 | 1053.534 | 991.887 | 1.1028 | 1102.8219 | 167831.5359
11 | 18 | 9 | 701 | 52 | -23.4 | 3.1 | 491.343 | -12.267 | 3475.902 | 3344.719 | 1.1404 | 1140.4273 | 173554.4591
11 | 18 | 10 | 559 | 97 | -21.1 | 3.6 | 545.448 | -8.645 | 3876.396 | 3731.042 | 1.1709 | 1170.9113 | 178193.6363
11 | 18 | 11 | 477 | 123 | -19.4 | 3.1 | 560.354 | -5.485 | 3951.256 | 3803.167 | 1.1923 | 1192.2558 | 181441.9088
11 | 18 | 12 | 524 | 124 | -18.1 | 5.3 | 610.029 | -7.063 | 4332.259 | 4169.849 | 1.195 | 1194.9676 | 181854.6028
11 | 18 | 13 | 443 | 130 | -17.1 | 3.1 | 530.941 | -3.806 | 3715.301 | 3575.738 | 1.1911 | 1191.1053 | 181266.8351
11 | 18 | 14 | 276 | 107 | -16.5 | 3.1 | 340.808 | -8.195 | 2416.732 | 2319.37 | 1.193 | 1192.9719 | 181550.8921
11 | 18 | 15 | 159 | 61 | -17.3 | 1.9 | 182.551 | -12.693 | 1300.773 | 1233.301 | 1.2254 | 1225.3827 | 186483.2836
11 | 18 | 16 | 0 | 19 | -19.1 | 1.7 | 17.186 | -20.186 | 129.013 | 86.581 | 1.3441 | 1344.0609 | 204544.1761
11 | 18 | 17 | 0 | 1 | -22.4 | 1.9 | 0 | -22.4 | 0 | 0 | 1.4673 | 1467.3052 | 223299.9571
11 | 18 | 18 | 0 | 0 | -20.6 | 1.7 | 0 | -20.6 | 0 | 0 | 1.4348 | 1434.7542 | 218346.2225
11 | 18 | 19 | 0 | 0 | -22.6 | 1.7 | 0 | -22.6 | 0 | 0 | 1.3729 | 1372.8785 | 208929.7547
11 | 18 | 20 | 0 | 0 | -21.6 | 1.1 | 0 | -21.6 | 0 | 0 | 1.3119 | 1311.8697 | 199645.2098
11 | 18 | 21 | 0 | 0 | -22.3 | 1.9 | 0 | -22.3 | 0 | 0 | 1.2208 | 1220.8426 | 185792.3549
11 | 18 | 22 | 0 | 0 | -20.6 | 1.7 | 0 | -20.6 | 0 | 0 | 1.0869 | 1086.8601 | 165402.4032
11 | 18 | 23 | 0 | 0 | -18 | 2.5 | 0 | -18 | 0 | 0 | 0.95077 | 950.7702 | 144691.747
11 | 19 | 0 | 0 | 0 | -17.8 | 1.9 | 0 | -17.8 | 0 | 0 | 0.85086 | 850.8642 | 129487.6687
11 | 19 | 1 | 0 | 0 | -18.1 | 2.5 | 0 | -18.1 | 0 | 0 | 0.79386 | 793.8633 | 120813.0631
11 | 19 | 2 | 0 | 0 | -19.4 | 1.9 | 0 | -19.4 | 0 | 0 | 0.76386 | 763.8551 | 116246.3052
11 | 19 | 3 | 0 | 0 | -21.4 | 0 | 0 | -21.4 | 0 | 0 | 0.75282 | 752.8198 | 114566.9133
11 | 19 | 4 | 0 | 0 | -20.4 | 0.6 | 0 | -20.4 | 0 | 0 | 0.76265 | 762.6549 | 116063.6475
11 | 19 | 5 | 0 | 0 | -21.9 | 1.9 | 0 | -21.9 | 0 | 0 | 0.81205 | 812.0546 | 123581.4903
11 | 19 | 6 | 0 | 0 | -20.4 | 1.9 | 0 | -20.4 | 0 | 0 | 0.92432 | 924.323 | 140666.9019
11 | 19 | 7 | 0 | 0 | -23 | 0 | 0 | -23 | 0 | 0 | 1.0675 | 1067.4599 | 162450.019
11 | 19 | 8 | 161 | 12 | -23 | 0 | 95.001 | -22.454 | 672.524 | 619.285 | 1.1028 | 1102.8219 | 167831.5359
11 | 19 | 9 | 580 | 47 | -21.8 | 1.1 | 415.934 | -9.534 | 2911.043 | 2798.558 | 1.1404 | 1140.4273 | 173554.4591
11 | 19 | 10 | 758 | 62 | -20.1 | 0 | 635.439 | 7.025 | 4221.643 | 4063.461 | 1.1709 | 1170.9113 | 178193.6363
11 | 19 | 11 | 887 | 54 | -18.3 | 1.1 | 793.283 | 8.605 | 5262.539 | 5062.271 | 1.1923 | 1192.2558 | 181441.9088
11 | 19 | 12 | 807 | 52 | -17.3 | 0 | 744.645 | 15.987 | 4785.795 | 4605.439 | 1.195 | 1194.9676 | 181854.6028
11 | 19 | 13 | 788 | 66 | -17.4 | 1.1 | 711.649 | 7.511 | 4738.732 | 4560.284 | 1.1911 | 1191.1053 | 181266.8351
11 | 19 | 14 | 777 | 43 | -17.8 | 1.7 | 595.135 | 0.906 | 4039.901 | 3888.542 | 1.193 | 1192.9719 | 181550.8921
11 | 19 | 15 | 629 | 31 | -19.4 | 1.7 | 381.423 | -7.354 | 2604.731 | 2501.754 | 1.2254 | 1225.3827 | 186483.2836
11 | 19 | 16 | 0 | 24 | -21.5 | 1.9 | 21.708 | -21.5 | 163.794 | 120.712 | 1.3441 | 1344.0609 | 204544.1761
11 | 19 | 17 | 0 | 1 | -22.8 | 3.6 | 0 | -22.8 | 0 | 0 | 1.4673 | 1467.3052 | 223299.9571
11 | 19 | 18 | 0 | 0 | -22.6 | 2.5 | 0 | -22.6 | 0 | 0 | 1.4348 | 1434.7542 | 218346.2225
11 | 19 | 19 | 0 | 0 | -22.2 | 3.6 | 0 | -22.2 | 0 | 0 | 1.3729 | 1372.8785 | 208929.7547
11 | 19 | 20 | 0 | 0 | -22.3 | 3.6 | 0 | -22.3 | 0 | 0 | 1.3119 | 1311.8697 | 199645.2098
11 | 19 | 21 | 0 | 0 | -22.7 | 3.6 | 0 | -22.7 | 0 | 0 | 1.2208 | 1220.8426 | 185792.3549
11 | 19 | 22 | 0 | 0 | -22.8 | 3.6 | 0 | -22.8 | 0 | 0 | 1.0869 | 1086.8601 | 165402.4032
11 | 19 | 23 | 0 | 0 | -22.3 | 3.6 | 0 | -22.3 | 0 | 0 | 0.95077 | 950.7702 | 144691.747
11 | 20 | 0 | 0 | 0 | -22.7 | 4.2 | 0 | -22.7 | 0 | 0 | 0.85086 | 850.8642 | 129487.6687
11 | 20 | 1 | 0 | 0 | -22.5 | 3.6 | 0 | -22.5 | 0 | 0 | 0.79386 | 793.8633 | 120813.0631
11 | 20 | 2 | 0 | 0 | -22.1 | 4.7 | 0 | -22.1 | 0 | 0 | 0.76386 | 763.8551 | 116246.3052
11 | 20 | 3 | 0 | 0 | -21.9 | 4.2 | 0 | -21.9 | 0 | 0 | 0.75282 | 752.8198 | 114566.9133
11 | 20 | 4 | 0 | 0 | -21.2 | 4.2 | 0 | -21.2 | 0 | 0 | 0.76265 | 762.6549 | 116063.6475
11 | 20 | 5 | 0 | 0 | -23.1 | 3.1 | 0 | -23.1 | 0 | 0 | 0.81205 | 812.0546 | 123581.4903
11 | 20 | 6 | 0 | 0 | -23.2 | 2.5 | 0 | -23.2 | 0 | 0 | 0.92432 | 924.323 | 140666.9019
11 | 20 | 7 | 0 | 1 | -23.4 | 4.2 | 0 | -23.4 | 0 | 0 | 1.0675 | 1067.4599 | 162450.019
11 | 20 | 8 | 59 | 31 | -22.7 | 4.7 | 72.091 | -22.705 | 529.293 | 479.038 | 1.1028 | 1102.8219 | 167831.5359
11 | 20 | 9 | 657 | 32 | -20.8 | 5.3 | 435.701 | -13.825 | 3093.878 | 2975.506 | 1.1404 | 1140.4273 | 173554.4591
11 | 20 | 10 | 826 | 41 | -19.1 | 4.2 | 651.631 | -5.616 | 4562.335 | 4390.943 | 1.1709 | 1170.9113 | 178193.6363
11 | 20 | 11 | 882 | 46 | -16.1 | 4.2 | 768.86 | 0.352 | 5282.797 | 5081.659 | 1.1923 | 1192.2558 | 181441.9088
11 | 20 | 12 | 900 | 47 | -14.5 | 3.1 | 802.739 | 5.776 | 5395.334 | 5189.328 | 1.195 | 1194.9676 | 181854.6028
11 | 20 | 13 | 865 | 50 | -12.9 | 5.3 | 743.96 | 1.05 | 5090.696 | 4897.73 | 1.1911 | 1191.1053 | 181266.8351
11 | 20 | 14 | 744 | 52 | -13 | 4.2 | 581.506 | -0.428 | 3970.202 | 3821.418 | 1.193 | 1192.9719 | 181550.8921
11 | 20 | 15 | 540 | 41 | -14.3 | 4.2 | 350.5 | -7.081 | 2397.355 | 2300.563 | 1.2254 | 1225.3827 | 186483.2836
11 | 20 | 16 | 5 | 19 | -14.9 | 5.6 | 19.08 | -15.428 | 139.013 | 96.394 | 1.3441 | 1344.0609 | 204544.1761
11 | 20 | 17 | 0 | 0 | -14.9 | 4.2 | 0 | -14.9 | 0 | 0 | 1.4673 | 1467.3052 | 223299.9571
11 | 20 | 18 | 0 | 0 | -15.4 | 3.6 | 0 | -15.4 | 0 | 0 | 1.4348 | 1434.7542 | 218346.2225
11 | 20 | 19 | 0 | 0 | -16.9 | 3.6 | 0 | -16.9 | 0 | 0 | 1.3729 | 1372.8785 | 208929.7547
11 | 20 | 20 | 0 | 0 | -17.4 | 3.6 | 0 | -17.4 | 0 | 0 | 1.3119 | 1311.8697 | 199645.2098
11 | 20 | 21 | 0 | 0 | -17.1 | 4.2 | 0 | -17.1 | 0 | 0 | 1.2208 | 1220.8426 | 185792.3549
11 | 20 | 22 | 0 | 0 | -15.9 | 2.5 | 0 | -15.9 | 0 | 0 | 1.0869 | 1086.8601 | 165402.4032
11 | 20 | 23 | 0 | 0 | -15.7 | 1.1 | 0 | -15.7 | 0 | 0 | 0.95077 | 950.7702 | 144691.747
11 | 21 | 0 | 0 | 0 | -14.8 | 0 | 0 | -14.8 | 0 | 0 | 0.85086 | 850.8642 | 129487.6687
11 | 21 | 1 | 0 | 0 | -17.6 | 1.7 | 0 | -17.6 | 0 | 0 | 0.79386 | 793.8633 | 120813.0631
11 | 21 | 2 | 0 | 0 | -18 | 1.7 | 0 | -18 | 0 | 0 | 0.76386 | 763.8551 | 116246.3052
11 | 21 | 3 | 0 | 0 | -20.3 | 2.5 | 0 | -20.3 | 0 | 0 | 0.75282 | 752.8198 | 114566.9133
11 | 21 | 4 | 0 | 0 | -20.2 | 1.9 | 0 | -20.2 | 0 | 0 | 0.76265 | 762.6549 | 116063.6475
11 | 21 | 5 | 0 | 0 | -20.2 | 1.9 | 0 | -20.2 | 0 | 0 | 0.81205 | 812.0546 | 123581.4903
11 | 21 | 6 | 0 | 0 | -19.9 | 1.7 | 0 | -19.9 | 0 | 0 | 0.92432 | 924.323 | 140666.9019
11 | 21 | 7 | 0 | 1 | -20.3 | 1.9 | 0 | -20.3 | 0 | 0 | 1.0675 | 1067.4599 | 162450.019
11 | 21 | 8 | 209 | 19 | -17.6 | 0 | 122.966 | -15.443 | 847.043 | 790.038 | 1.1028 | 1102.8219 | 167831.5359
11 | 21 | 9 | 661 | 29 | -16.7 | 1.1 | 429.02 | -4.034 | 2924.664 | 2811.746 | 1.1404 | 1140.4273 | 173554.4591
11 | 21 | 10 | 809 | 37 | -15.7 | 1.1 | 631.494 | 5.036 | 4226.396 | 4068.034 | 1.1709 | 1170.9113 | 178193.6363
11 | 21 | 11 | 857 | 40 | -14.5 | 0 | 737.981 | 17.186 | 4710.171 | 4532.876 | 1.1923 | 1192.2558 | 181441.9088
11 | 21 | 12 | 871 | 41 | -12.6 | 0 | 768.307 | 20.628 | 4832.583 | 4650.321 | 1.195 | 1194.9676 | 181854.6028
11 | 21 | 13 | 860 | 38 | -12.2 | 1.7 | 720.093 | 9.947 | 4740.764 | 4562.234 | 1.1911 | 1191.1053 | 181266.8351
11 | 21 | 14 | 794 | 35 | -11.9 | 0 | 587.727 | 15.249 | 3744.762 | 3604.149 | 1.193 | 1192.9719 | 181550.8921
11 | 21 | 15 | 671 | 22 | -12.4 | 0 | 388.4 | 6.98 | 2490.713 | 2391.161 | 1.2254 | 1225.3827 | 186483.2836
11 | 21 | 16 | 12 | 11 | -15.9 | 1.7 | 14.512 | -16.088 | 103.431 | 61.473 | 1.3441 | 1344.0609 | 204544.1761
11 | 21 | 17 | 0 | 1 | -17.5 | 1.1 | 0 | -17.5 | 0 | 0 | 1.4673 | 1467.3052 | 223299.9571
11 | 21 | 18 | 0 | 0 | -17.8 | 0 | 0 | -17.8 | 0 | 0 | 1.4348 | 1434.7542 | 218346.2225
11 | 21 | 19 | 0 | 0 | -18.9 | 0 | 0 | -18.9 | 0 | 0 | 1.3729 | 1372.8785 | 208929.7547
11 | 21 | 20 | 0 | 0 | -20.3 | 1.9 | 0 | -20.3 | 0 | 0 | 1.3119 | 1311.8697 | 199645.2098
11 | 21 | 21 | 0 | 0 | -21 | 1.9 | 0 | -21 | 0 | 0 | 1.2208 | 1220.8426 | 185792.3549
11 | 21 | 22 | 0 | 0 | -20.2 | 0 | 0 | -20.2 | 0 | 0 | 1.0869 | 1086.8601 | 165402.4032
11 | 21 | 23 | 0 | 0 | -20.8 | 1.1 | 0 | -20.8 | 0 | 0 | 0.95077 | 950.7702 | 144691.747
11 | 22 | 0 | 0 | 0 | -18.2 | 0 | 0 | -18.2 | 0 | 0 | 0.85086 | 850.8642 | 129487.6687
11 | 22 | 1 | 0 | 0 | -17.3 | 1.7 | 0 | -17.3 | 0 | 0 | 0.79386 | 793.8633 | 120813.0631
11 | 22 | 2 | 0 | 0 | -17.1 | 1.1 | 0 | -17.1 | 0 | 0 | 0.76386 | 763.8551 | 116246.3052
11 | 22 | 3 | 0 | 0 | -15.7 | 1.7 | 0 | -15.7 | 0 | 0 | 0.75282 | 752.8198 | 114566.9133
11 | 22 | 4 | 0 | 0 | -15.3 | 1.9 | 0 | -15.3 | 0 | 0 | 0.76265 | 762.6549 | 116063.6475
11 | 22 | 5 | 0 | 0 | -15.4 | 1.7 | 0 | -15.4 | 0 | 0 | 0.81205 | 812.0546 | 123581.4903
11 | 22 | 6 | 0 | 0 | -15.3 | 1.9 | 0 | -15.3 | 0 | 0 | 0.92432 | 924.323 | 140666.9019
11 | 22 | 7 | 0 | 0 | -16.1 | 0 | 0 | -16.1 | 0 | 0 | 1.0675 | 1067.4599 | 162450.019
11 | 22 | 8 | 34 | 11 | -16.4 | 1.7 | 30.641 | -17.895 | 218.289 | 174.177 | 1.1028 | 1102.8219 | 167831.5359
11 | 22 | 9 | 208 | 74 | -13.1 | 1.9 | 236.371 | -8.293 | 1662.033 | 1585.53 | 1.1404 | 1140.4273 | 173554.4591
11 | 22 | 10 | 328 | 115 | -12.2 | 1.1 | 398.25 | -0.077 | 2735.21 | 2628.237 | 1.1709 | 1170.9113 | 178193.6363
11 | 22 | 11 | 522 | 129 | -10.9 | 1.7 | 597.905 | 6.251 | 4010.672 | 3860.396 | 1.1923 | 1192.2558 | 181441.9088
11 | 22 | 12 | 706 | 84 | -10.2 | 1.1 | 704.462 | 13.255 | 4583.533 | 4411.3 | 1.195 | 1194.9676 | 181854.6028
11 | 22 | 13 | 774 | 37 | -9.7 | 1.1 | 651.826 | 12.651 | 4240.093 | 4081.211 | 1.1911 | 1191.1053 | 181266.8351
11 | 22 | 14 | 831 | 39 | -9.4 | 1.1 | 617.517 | 11.636 | 3998.08 | 3848.269 | 1.193 | 1192.9719 | 181550.8921
11 | 22 | 15 | 663 | 27 | -11.1 | 1.7 | 392.981 | 1.058 | 2587.044 | 2484.603 | 1.2254 | 1225.3827 | 186483.2836
11 | 22 | 16 | 5 | 15 | -15.3 | 2.5 | 15.476 | -15.638 | 112.561 | 70.433 | 1.3441 | 1344.0609 | 204544.1761
11 | 22 | 17 | 0 | 0 | -15.5 | 1.9 | 0 | -15.5 | 0 | 0 | 1.4673 | 1467.3052 | 223299.9571
11 | 22 | 18 | 0 | 0 | -15.1 | 3.1 | 0 | -15.1 | 0 | 0 | 1.4348 | 1434.7542 | 218346.2225
11 | 22 | 19 | 0 | 0 | -13.1 | 3.1 | 0 | -13.1 | 0 | 0 | 1.3729 | 1372.8785 | 208929.7547
11 | 22 | 20 | 0 | 0 | -11.9 | 2.5 | 0 | -11.9 | 0 | 0 | 1.3119 | 1311.8697 | 199645.2098
11 | 22 | 21 | 0 | 0 | -11.5 | 2.5 | 0 | -11.5 | 0 | 0 | 1.2208 | 1220.8426 | 185792.3549
11 | 22 | 22 | 0 | 0 | -10.3 | 1.9 | 0 | -10.3 | 0 | 0 | 1.0869 | 1086.8601 | 165402.4032
11 | 22 | 23 | 0 | 0 | -8.8 | 2.5 | 0 | -8.8 | 0 | 0 | 0.95077 | 950.7702 | 144691.747
11 | 23 | 0 | 0 | 0 | -8 | 2.5 | 0 | -8 | 0 | 0 | 0.85086 | 850.8642 | 129487.6687
11 | 23 | 1 | 0 | 0 | -6.9 | 1.9 | 0 | -6.9 | 0 | 0 | 0.79386 | 793.8633 | 120813.0631
11 | 23 | 2 | 0 | 0 | -5.7 | 2.5 | 0 | -5.7 | 0 | 0 | 0.76386 | 763.8551 | 116246.3052
11 | 23 | 3 | 0 | 0 | -4.7 | 1.9 | 0 | -4.7 | 0 | 0 | 0.75282 | 752.8198 | 114566.9133
11 | 23 | 4 | 0 | 0 | -3.5 | 2.5 | 0 | -3.5 | 0 | 0 | 0.76265 | 762.6549 | 116063.6475
11 | 23 | 5 | 0 | 0 | -1.7 | 1.9 | 0 | -1.7 | 0 | 0 | 0.81205 | 812.0546 | 123581.4903
11 | 23 | 6 | 0 | 0 | -1.7 | 1.7 | 0 | -1.7 | 0 | 0 | 0.92432 | 924.323 | 140666.9019
11 | 23 | 7 | 0 | 1 | -0.9 | 3.6 | 0 | -0.9 | 0 | 0 | 1.0675 | 1067.4599 | 162450.019
11 | 23 | 8 | 0 | 8 | -1 | 1.9 | 6.984 | -3.076 | 48.949 | 7.99 | 1.1028 | 1102.8219 | 167831.5359
11 | 23 | 9 | 0 | 29 | -0.3 | 1.7 | 25.414 | -1.923 | 177.275 | 133.939 | 1.1404 | 1140.4273 | 173554.4591
11 | 23 | 10 | 0 | 53 | 0.7 | 1.1 | 47.783 | -0.304 | 331.057 | 284.77 | 1.1709 | 1170.9113 | 178193.6363
11 | 23 | 11 | 1 | 94 | 1.1 | 1.7 | 94.774 | 1.772 | 650.868 | 598.087 | 1.1923 | 1192.2558 | 181441.9088
11 | 23 | 12 | 46 | 118 | 2.1 | 1.7 | 175.173 | 5.382 | 1183.356 | 1118.686 | 1.195 | 1194.9676 | 181854.6028
11 | 23 | 13 | 136 | 117 | 1.9 | 1.1 | 258.346 | 8.784 | 1716.107 | 1638.2 | 1.1911 | 1191.1053 | 181266.8351
11 | 23 | 14 | 53 | 80 | 1.7 | 2.5 | 130.644 | 3.959 | 884.57 | 826.736 | 1.193 | 1192.9719 | 181550.8921
11 | 23 | 15 | 0 | 35 | 1.8 | 1.9 | 35.829 | 1.07 | 246.802 | 202.146 | 1.2254 | 1225.3827 | 186483.2836
11 | 23 | 16 | 0 | 8 | 1.8 | 3.1 | 7.236 | 0.154 | 50.038 | 9.059 | 1.3441 | 1344.0609 | 204544.1761
11 | 23 | 17 | 0 | 1 | 1 | 3.1 | 0 | 1 | 0 | 0 | 1.4673 | 1467.3052 | 223299.9571
11 | 23 | 18 | 0 | 0 | 1.6 | 1.1 | 0 | 1.6 | 0 | 0 | 1.4348 | 1434.7542 | 218346.2225
11 | 23 | 19 | 0 | 0 | 0.6 | 2.5 | 0 | 0.6 | 0 | 0 | 1.3729 | 1372.8785 | 208929.7547
11 | 23 | 20 | 0 | 0 | 0.8 | 1.1 | 0 | 0.8 | 0 | 0 | 1.3119 | 1311.8697 | 199645.2098
11 | 23 | 21 | 0 | 0 | 1.4 | 1.7 | 0 | 1.4 | 0 | 0 | 1.2208 | 1220.8426 | 185792.3549
11 | 23 | 22 | 0 | 0 | 1.5 | 1.9 | 0 | 1.5 | 0 | 0 | 1.0869 | 1086.8601 | 165402.4032
11 | 23 | 23 | 0 | 0 | 0.1 | 2.5 | 0 | 0.1 | 0 | 0 | 0.95077 | 950.7702 | 144691.747
11 | 24 | 0 | 0 | 0 | 2.3 | 5.3 | 0 | 2.3 | 0 | 0 | 0.85086 | 850.8642 | 129487.6687
11 | 24 | 1 | 0 | 0 | -0.7 | 5.6 | 0 | -0.7 | 0 | 0 | 0.79386 | 793.8633 | 120813.0631
11 | 24 | 2 | 0 | 0 | 1 | 3.1 | 0 | 1 | 0 | 0 | 0.76386 | 763.8551 | 116246.3052
11 | 24 | 3 | 0 | 0 | 0.2 | 6.7 | 0 | 0.2 | 0 | 0 | 0.75282 | 752.8198 | 114566.9133
11 | 24 | 4 | 0 | 0 | -0.7 | 4.2 | 0 | -0.7 | 0 | 0 | 0.76265 | 762.6549 | 116063.6475
11 | 24 | 5 | 0 | 0 | -3.4 | 1.9 | 0 | -3.4 | 0 | 0 | 0.81205 | 812.0546 | 123581.4903
11 | 24 | 6 | 0 | 0 | -6.1 | 2.5 | 0 | -6.1 | 0 | 0 | 0.92432 | 924.323 | 140666.9019
11 | 24 | 7 | 0 | 1 | -3.8 | 1.1 | 0 | -3.8 | 0 | 0 | 1.0675 | 1067.4599 | 162450.019
11 | 24 | 8 | 18 | 18 | -4.4 | 1.7 | 27.111 | -6.005 | 187.452 | 143.925 | 1.1028 | 1102.8219 | 167831.5359
11 | 24 | 9 | 83 | 52 | -3.2 | 0 | 119.27 | -1.326 | 817.724 | 761.362 | 1.1404 | 1140.4273 | 173554.4591
11 | 24 | 10 | 60 | 84 | -0.9 | 1.1 | 139.603 | 1.766 | 954.8 | 895.397 | 1.1709 | 1170.9113 | 178193.6363
11 | 24 | 11 | 456 | 84 | 0.1 | 0 | 488.315 | 18.498 | 3100.685 | 2982.091 | 1.1923 | 1192.2558 | 181441.9088
11 | 24 | 12 | 454 | 120 | 1.3 | 1.1 | 543.378 | 18.706 | 3451.52 | 3321.176 | 1.195 | 1194.9676 | 181854.6028
11 | 24 | 13 | 458 | 112 | 1.1 | 1.7 | 517.006 | 16.047 | 3317.832 | 3192.033 | 1.1911 | 1191.1053 | 181266.8351
11 | 24 | 14 | 253 | 72 | 1.2 | 1.9 | 272.445 | 8.774 | 1795.003 | 1715.021 | 1.193 | 1192.9719 | 181550.8921
11 | 24 | 15 | 0 | 33 | 0.2 | 1.9 | 33.219 | -0.041 | 229.9 | 185.568 | 1.2254 | 1225.3827 | 186483.2836
11 | 24 | 16 | 0 | 6 | 0 | 1.9 | 5.427 | -2.034 | 37.874 | 0 | 1.3441 | 1344.0609 | 204544.1761
11 | 24 | 17 | 0 | 1 | -0.2 | 1.7 | 0 | -0.2 | 0 | 0 | 1.4673 | 1467.3052 | 223299.9571
11 | 24 | 18 | 0 | 0 | -0.9 | 1.7 | 0 | -0.9 | 0 | 0 | 1.4348 | 1434.7542 | 218346.2225
11 | 24 | 19 | 0 | 0 | -1 | 1.7 | 0 | -1 | 0 | 0 | 1.3729 | 1372.8785 | 208929.7547
11 | 24 | 20 | 0 | 0 | -1.7 | 2.5 | 0 | -1.7 | 0 | 0 | 1.3119 | 1311.8697 | 199645.2098
11 | 24 | 21 | 0 | 0 | -2.1 | 1.9 | 0 | -2.1 | 0 | 0 | 1.2208 | 1220.8426 | 185792.3549
11 | 24 | 22 | 0 | 0 | -2 | 1.9 | 0 | -2 | 0 | 0 | 1.0869 | 1086.8601 | 165402.4032
11 | 24 | 23 | 0 | 0 | -5 | 2.5 | 0 | -5 | 0 | 0 | 0.95077 | 950.7702 | 144691.747
11 | 25 | 0 | 0 | 0 | -3.8 | 3.1 | 0 | -3.8 | 0 | 0 | 0.85086 | 850.8642 | 129487.6687
11 | 25 | 1 | 0 | 0 | -3.1 | 1.7 | 0 | -3.1 | 0 | 0 | 0.79386 | 793.8633 | 120813.0631
11 | 25 | 2 | 0 | 0 | -2.7 | 1.7 | 0 | -2.7 | 0 | 0 | 0.76386 | 763.8551 | 116246.3052
11 | 25 | 3 | 0 | 0 | -4.2 | 3.1 | 0 | -4.2 | 0 | 0 | 0.75282 | 752.8198 | 114566.9133
11 | 25 | 4 | 0 | 0 | -3.2 | 3.1 | 0 | -3.2 | 0 | 0 | 0.76265 | 762.6549 | 116063.6475
11 | 25 | 5 | 0 | 0 | -2.7 | 2.5 | 0 | -2.7 | 0 | 0 | 0.81205 | 812.0546 | 123581.4903
11 | 25 | 6 | 0 | 0 | -1.3 | 1.9 | 0 | -1.3 | 0 | 0 | 0.92432 | 924.323 | 140666.9019
11 | 25 | 7 | 0 | 1 | -1.2 | 1.9 | 0 | -1.2 | 0 | 0 | 1.0675 | 1067.4599 | 162450.019
11 | 25 | 8 | 0 | 14 | -0.6 | 1.7 | 12.663 | -2.62 | 88.589 | 46.904 | 1.1028 | 1102.8219 | 167831.5359
11 | 25 | 9 | 52 | 49 | 0.2 | 1.9 | 97.505 | 0.787 | 664.802 | 611.726 | 1.1404 | 1140.4273 | 173554.4591
11 | 25 | 10 | 53 | 87 | 1 | 2.5 | 140.536 | 2.995 | 956.604 | 897.161 | 1.1709 | 1170.9113 | 178193.6363
11 | 25 | 11 | 84 | 108 | 1.6 | 1.9 | 205.309 | 5.818 | 1382.835 | 1313.366 | 1.1923 | 1192.2558 | 181441.9088
11 | 25 | 12 | 89 | 121 | 2.3 | 2.5 | 215.716 | 6.635 | 1448.349 | 1377.262 | 1.195 | 1194.9676 | 181854.6028
11 | 25 | 13 | 139 | 114 | 2.5 | 1.1 | 257.036 | 9.548 | 1701.394 | 1623.87 | 1.1911 | 1191.1053 | 181266.8351
11 | 25 | 14 | 44 | 76 | 2.7 | 0 | 119.535 | 7.875 | 796.103 | 740.212 | 1.193 | 1192.9719 | 181550.8921
11 | 25 | 15 | 0 | 29 | 1.8 | 0 | 27.606 | 0.571 | 190.564 | 146.978 | 1.2254 | 1225.3827 | 186483.2836
11 | 25 | 16 | 0 | 6 | 0.9 | 0 | 5.427 | -3.087 | 38.04 | 0 | 1.3441 | 1344.0609 | 204544.1761
11 | 25 | 17 | 0 | 1 | 1.6 | 0 | 0 | 1.6 | 0 | 0 | 1.4673 | 1467.3052 | 223299.9571
11 | 25 | 18 | 0 | 0 | 0.1 | 0 | 0 | 0.1 | 0 | 0 | 1.4348 | 1434.7542 | 218346.2225
11 | 25 | 19 | 0 | 0 | 0.1 | 1.1 | 0 | 0.1 | 0 | 0 | 1.3729 | 1372.8785 | 208929.7547
11 | 25 | 20 | 0 | 0 | 0.4 | 1.1 | 0 | 0.4 | 0 | 0 | 1.3119 | 1311.8697 | 199645.2098
11 | 25 | 21 | 0 | 0 | 0.6 | 1.1 | 0 | 0.6 | 0 | 0 | 1.2208 | 1220.8426 | 185792.3549
11 | 25 | 22 | 0 | 0 | 0.7 | 2.5 | 0 | 0.7 | 0 | 0 | 1.0869 | 1086.8601 | 165402.4032
11 | 25 | 23 | 0 | 0 | 1.2 | 3.6 | 0 | 1.2 | 0 | 0 | 0.95077 | 950.7702 | 144691.747
11 | 26 | 0 | 0 | 0 | 1.1 | 3.1 | 0 | 1.1 | 0 | 0 | 0.85086 | 850.8642 | 129487.6687
11 | 26 | 1 | 0 | 0 | 1.1 | 3.6 | 0 | 1.1 | 0 | 0 | 0.79386 | 793.8633 | 120813.0631
11 | 26 | 2 | 0 | 0 | -1.4 | 9.7 | 0 | -1.4 | 0 | 0 | 0.76386 | 763.8551 | 116246.3052
11 | 26 | 3 | 0 | 0 | -3.3 | 7.2 | 0 | -3.3 | 0 | 0 | 0.75282 | 752.8198 | 114566.9133
11 | 26 | 4 | 0 | 0 | -4.5 | 8.6 | 0 | -4.5 | 0 | 0 | 0.76265 | 762.6549 | 116063.6475
11 | 26 | 5 | 0 | 0 | -5.3 | 7.2 | 0 | -5.3 | 0 | 0 | 0.81205 | 812.0546 | 123581.4903
11 | 26 | 6 | 0 | 0 | -6 | 6.1 | 0 | -6 | 0 | 0 | 0.92432 | 924.323 | 140666.9019
11 | 26 | 7 | 0 | 1 | -6.1 | 6.1 | 0 | -6.1 | 0 | 0 | 1.0675 | 1067.4599 | 162450.019
11 | 26 | 8 | 0 | 9 | -6.4 | 5.6 | 8.141 | -7.641 | 58.139 | 17.013 | 1.1028 | 1102.8219 | 167831.5359
11 | 26 | 9 | 0 | 33 | -6.8 | 6.1 | 30.107 | -7.584 | 214.974 | 170.926 | 1.1404 | 1140.4273 | 173554.4591
11 | 26 | 10 | 36 | 80 | -6.9 | 4.2 | 118.095 | -5.938 | 834.997 | 778.257 | 1.1709 | 1170.9113 | 178193.6363
11 | 26 | 11 | 128 | 115 | -7.3 | 3.6 | 251.038 | -2.863 | 1753.065 | 1674.189 | 1.1923 | 1192.2558 | 181441.9088
11 | 26 | 12 | 72 | 118 | -7.3 | 3.6 | 198.123 | -3.783 | 1390.448 | 1320.793 | 1.195 | 1194.9676 | 181854.6028
11 | 26 | 13 | 4 | 96 | -7.5 | 4.2 | 102.845 | -6.517 | 730.968 | 676.484 | 1.1911 | 1191.1053 | 181266.8351
11 | 26 | 14 | 3 | 68 | -7.8 | 1.9 | 72.089 | -7.609 | 514.523 | 464.57 | 1.193 | 1192.9719 | 181550.8921
11 | 26 | 15 | 0 | 32 | -8 | 1.9 | 32.618 | -9.121 | 234.358 | 189.94 | 1.2254 | 1225.3827 | 186483.2836
11 | 26 | 16 | 0 | 8 | -8.2 | 1.7 | 7.236 | -10.329 | 52.246 | 11.227 | 1.3441 | 1344.0609 | 204544.1761
11 | 26 | 17 | 0 | 1 | -8.8 | 2.5 | 0 | -8.8 | 0 | 0 | 1.4673 | 1467.3052 | 223299.9571
11 | 26 | 18 | 0 | 0 | -8.9 | 1.1 | 0 | -8.9 | 0 | 0 | 1.4348 | 1434.7542 | 218346.2225
11 | 26 | 19 | 0 | 0 | -8.8 | 1.9 | 0 | -8.8 | 0 | 0 | 1.3729 | 1372.8785 | 208929.7547
11 | 26 | 20 | 0 | 0 | -8.7 | 1.9 | 0 | -8.7 | 0 | 0 | 1.3119 | 1311.8697 | 199645.2098
11 | 26 | 21 | 0 | 0 | -8.6 | 2.5 | 0 | -8.6 | 0 | 0 | 1.2208 | 1220.8426 | 185792.3549
11 | 26 | 22 | 0 | 0 | -8.8 | 4.7 | 0 | -8.8 | 0 | 0 | 1.0869 | 1086.8601 | 165402.4032
11 | 26 | 23 | 0 | 0 | -8.9 | 5.3 | 0 | -8.9 | 0 | 0 | 0.95077 | 950.7702 | 144691.747
11 | 27 | 0 | 0 | 0 | -8.6 | 6.7 | 0 | -8.6 | 0 | 0 | 0.85086 | 850.8642 | 129487.6687
11 | 27 | 1 | 0 | 0 | -8.9 | 7.2 | 0 | -8.9 | 0 | 0 | 0.79386 | 793.8633 | 120813.0631
11 | 27 | 2 | 0 | 0 | -8.7 | 7.8 | 0 | -8.7 | 0 | 0 | 0.76386 | 763.8551 | 116246.3052
11 | 27 | 3 | 0 | 0 | -8.5 | 8.6 | 0 | -8.5 | 0 | 0 | 0.75282 | 752.8198 | 114566.9133
11 | 27 | 4 | 0 | 0 | -7.9 | 6.1 | 0 | -7.9 | 0 | 0 | 0.76265 | 762.6549 | 116063.6475
11 | 27 | 5 | 0 | 0 | -7 | 8.3 | 0 | -7 | 0 | 0 | 0.81205 | 812.0546 | 123581.4903
11 | 27 | 6 | 0 | 0 | -6.3 | 6.1 | 0 | -6.3 | 0 | 0 | 0.92432 | 924.323 | 140666.9019
11 | 27 | 7 | 0 | 1 | -5.6 | 7.8 | 0 | -5.6 | 0 | 0 | 1.0675 | 1067.4599 | 162450.019
11 | 27 | 8 | 0 | 14 | -5 | 7.8 | 12.663 | -5.919 | 89.805 | 48.097 | 1.1028 | 1102.8219 | 167831.5359
11 | 27 | 9 | 146 | 42 | -4.1 | 6.7 | 148.253 | -2.878 | 1015.895 | 955.108 | 1.1404 | 1140.4273 | 173554.4591
11 | 27 | 10 | 147 | 87 | -2.8 | 6.1 | 218.085 | -0.107 | 1499.299 | 1426.941 | 1.1709 | 1170.9113 | 178193.6363
11 | 27 | 11 | 127 | 139 | -2.1 | 6.7 | 292.188 | 1.738 | 2002.15 | 1916.581 | 1.1923 | 1192.2558 | 181441.9088
11 | 27 | 12 | 110 | 121 | -1.3 | 6.1 | 247.451 | 2.098 | 1693.672 | 1616.349 | 1.195 | 1194.9676 | 181854.6028
11 | 27 | 13 | 15 | 98 | -1.3 | 5.3 | 114.477 | -0.171 | 792.034 | 736.232 | 1.1911 | 1191.1053 | 181266.8351
11 | 27 | 14 | 1 | 65 | -1.5 | 4.2 | 66.976 | -1.47 | 466.219 | 417.247 | 1.193 | 1192.9719 | 181550.8921
11 | 27 | 15 | 0 | 22 | -1.1 | 3.6 | 19.275 | -2.315 | 134.671 | 92.133 | 1.2254 | 1225.3827 | 186483.2836
11 | 27 | 16 | 0 | 3 | 0 | 1.9 | 2.714 | -2.171 | 18.948 | 0 | 1.3441 | 1344.0609 | 204544.1761
11 | 27 | 17 | 0 | 0 | 0 | 1.7 | 0 | 0 | 0 | 0 | 1.4673 | 1467.3052 | 223299.9571
11 | 27 | 18 | 0 | 0 | 0.8 | 1.9 | 0 | 0.8 | 0 | 0 | 1.4348 | 1434.7542 | 218346.2225
11 | 27 | 19 | 0 | 0 | 1.7 | 1.9 | 0 | 1.7 | 0 | 0 | 1.3729 | 1372.8785 | 208929.7547
11 | 27 | 20 | 0 | 0 | 1.7 | 1.9 | 0 | 1.7 | 0 | 0 | 1.3119 | 1311.8697 | 199645.2098
11 | 27 | 21 | 0 | 0 | 3.2 | 5.3 | 0 | 3.2 | 0 | 0 | 1.2208 | 1220.8426 | 185792.3549
11 | 27 | 22 | 0 | 0 | 3.1 | 5.6 | 0 | 3.1 | 0 | 0 | 1.0869 | 1086.8601 | 165402.4032
11 | 27 | 23 | 0 | 0 | 4 | 6.1 | 0 | 4 | 0 | 0 | 0.95077 | 950.7702 | 144691.747
11 | 28 | 0 | 0 | 0 | 3.8 | 5.3 | 0 | 3.8 | 0 | 0 | 0.85086 | 850.8642 | 129487.6687
11 | 28 | 1 | 0 | 0 | 3.3 | 6.7 | 0 | 3.3 | 0 | 0 | 0.79386 | 793.8633 | 120813.0631
11 | 28 | 2 | 0 | 0 | 4.2 | 6.7 | 0 | 4.2 | 0 | 0 | 0.76386 | 763.8551 | 116246.3052
11 | 28 | 3 | 0 | 0 | 4.2 | 12.2 | 0 | 4.2 | 0 | 0 | 0.75282 | 752.8198 | 114566.9133
11 | 28 | 4 | 0 | 0 | 3.7 | 6.7 | 0 | 3.7 | 0 | 0 | 0.76265 | 762.6549 | 116063.6475
11 | 28 | 5 | 0 | 0 | 2.2 | 8.6 | 0 | 2.2 | 0 | 0 | 0.81205 | 812.0546 | 123581.4903
11 | 28 | 6 | 0 | 0 | 2.1 | 8.6 | 0 | 2.1 | 0 | 0 | 0.92432 | 924.323 | 140666.9019
11 | 28 | 7 | 0 | 1 | 2.8 | 10.8 | 0 | 2.8 | 0 | 0 | 1.0675 | 1067.4599 | 162450.019
11 | 28 | 8 | 0 | 7 | 2.4 | 9.2 | 6.332 | 1.505 | 43.534 | 2.674 | 1.1028 | 1102.8219 | 167831.5359
11 | 28 | 9 | 0 | 29 | -0.6 | 5.6 | 25.563 | -1.508 | 178.003 | 134.654 | 1.1404 | 1140.4273 | 173554.4591
11 | 28 | 10 | 0 | 62 | -2.6 | 7.2 | 60.143 | -2.802 | 421.067 | 373.002 | 1.1709 | 1170.9113 | 178193.6363
11 | 28 | 11 | 1 | 89 | -3.7 | 3.6 | 90.543 | -3.238 | 635.013 | 582.565 | 1.1923 | 1192.2558 | 181441.9088
11 | 28 | 12 | 8 | 104 | -5 | 3.6 | 114.532 | -3.889 | 805.209 | 749.12 | 1.195 | 1194.9676 | 181854.6028
11 | 28 | 13 | 2 | 89 | -5.6 | 5.3 | 92.634 | -5.104 | 654.654 | 601.793 | 1.1911 | 1191.1053 | 181266.8351
11 | 28 | 14 | 0 | 42 | -6 | 4.2 | 37.086 | -6.681 | 263.828 | 218.846 | 1.193 | 1192.9719 | 181550.8921
11 | 28 | 15 | 0 | 22 | -6.9 | 3.6 | 19.277 | -8.208 | 137.993 | 95.393 | 1.2254 | 1225.3827 | 186483.2836
11 | 28 | 16 | 0 | 6 | -8.1 | 1.9 | 5.427 | -10.261 | 39.173 | 0 | 1.3441 | 1344.0609 | 204544.1761
11 | 28 | 17 | 0 | 1 | -8.9 | 2.5 | 0 | -8.9 | 0 | 0 | 1.4673 | 1467.3052 | 223299.9571
11 | 28 | 18 | 0 | 0 | -9.3 | 1.7 | 0 | -9.3 | 0 | 0 | 1.4348 | 1434.7542 | 218346.2225
11 | 28 | 19 | 0 | 0 | -10.4 | 2.5 | 0 | -10.4 | 0 | 0 | 1.3729 | 1372.8785 | 208929.7547
11 | 28 | 20 | 0 | 0 | -11.2 | 3.6 | 0 | -11.2 | 0 | 0 | 1.3119 | 1311.8697 | 199645.2098
11 | 28 | 21 | 0 | 0 | -11.7 | 1.9 | 0 | -11.7 | 0 | 0 | 1.2208 | 1220.8426 | 185792.3549
11 | 28 | 22 | 0 | 0 | -11.7 | 1.9 | 0 | -11.7 | 0 | 0 | 1.0869 | 1086.8601 | 165402.4032
11 | 28 | 23 | 0 | 0 | -12.1 | 2.5 | 0 | -12.1 | 0 | 0 | 0.95077 | 950.7702 | 144691.747
11 | 29 | 0 | 0 | 0 | -12.4 | 3.1 | 0 | -12.4 | 0 | 0 | 0.85086 | 850.8642 | 129487.6687
11 | 29 | 1 | 0 | 0 | -12.6 | 3.1 | 0 | -12.6 | 0 | 0 | 0.79386 | 793.8633 | 120813.0631
11 | 29 | 2 | 0 | 0 | -13 | 1.7 | 0 | -13 | 0 | 0 | 0.76386 | 763.8551 | 116246.3052
11 | 29 | 3 | 0 | 0 | -12.9 | 1.1 | 0 | -12.9 | 0 | 0 | 0.75282 | 752.8198 | 114566.9133
11 | 29 | 4 | 0 | 0 | -12.9 | 1.1 | 0 | -12.9 | 0 | 0 | 0.76265 | 762.6549 | 116063.6475
11 | 29 | 5 | 0 | 0 | -12.7 | 1.1 | 0 | -12.7 | 0 | 0 | 0.81205 | 812.0546 | 123581.4903
11 | 29 | 6 | 0 | 0 | -13.1 | 1.1 | 0 | -13.1 | 0 | 0 | 0.92432 | 924.323 | 140666.9019
11 | 29 | 7 | 0 | 0 | -13.4 | 0.6 | 0 | -13.4 | 0 | 0 | 1.0675 | 1067.4599 | 162450.019
11 | 29 | 8 | 0 | 14 | -13.4 | 0 | 12.663 | -17.581 | 94.102 | 52.316 | 1.1028 | 1102.8219 | 167831.5359
11 | 29 | 9 | 130 | 43 | -12.8 | 0 | 142.344 | -9.969 | 1005.254 | 944.71 | 1.1404 | 1140.4273 | 173554.4591
11 | 29 | 10 | 48 | 78 | -12.2 | 0 | 125.246 | -8.003 | 892.187 | 834.184 | 1.1709 | 1170.9113 | 178193.6363
11 | 29 | 11 | 4 | 95 | -12.2 | 0 | 101.519 | -9.337 | 729.888 | 675.427 | 1.1923 | 1192.2558 | 181441.9088
11 | 29 | 12 | 6 | 94 | -11.8 | 0 | 99.791 | -9.458 | 717.772 | 663.571 | 1.195 | 1194.9676 | 181854.6028
11 | 29 | 13 | 7 | 85 | -11.8 | 0 | 91.333 | -9.916 | 658.013 | 605.081 | 1.1911 | 1191.1053 | 181266.8351
11 | 29 | 14 | 3 | 58 | -11.4 | 0 | 59.308 | -11.384 | 429.756 | 381.517 | 1.193 | 1192.9719 | 181550.8921
11 | 29 | 15 | 0 | 28 | -11.6 | 0 | 27.513 | -14.209 | 201.755 | 157.958 | 1.2254 | 1225.3827 | 186483.2836
11 | 29 | 16 | 0 | 6 | -11.8 | 1.7 | 5.427 | -14.024 | 39.768 | 0 | 1.3441 | 1344.0609 | 204544.1761
11 | 29 | 17 | 0 | 0 | -11.8 | 1.7 | 0 | -11.8 | 0 | 0 | 1.4673 | 1467.3052 | 223299.9571
11 | 29 | 18 | 0 | 0 | -12.2 | 1.7 | 0 | -12.2 | 0 | 0 | 1.4348 | 1434.7542 | 218346.2225
11 | 29 | 19 | 0 | 0 | -11.9 | 1.9 | 0 | -11.9 | 0 | 0 | 1.3729 | 1372.8785 | 208929.7547
11 | 29 | 20 | 0 | 0 | -11.7 | 1.1 | 0 | -11.7 | 0 | 0 | 1.3119 | 1311.8697 | 199645.2098
11 | 29 | 21 | 0 | 0 | -11.6 | 1.7 | 0 | -11.6 | 0 | 0 | 1.2208 | 1220.8426 | 185792.3549
11 | 29 | 22 | 0 | 0 | -11.5 | 1.9 | 0 | -11.5 | 0 | 0 | 1.0869 | 1086.8601 | 165402.4032
11 | 29 | 23 | 0 | 0 | -11.5 | 1.7 | 0 | -11.5 | 0 | 0 | 0.95077 | 950.7702 | 144691.747
11 | 30 | 0 | 0 | 0 | -11.4 | 1.9 | 0 | -11.4 | 0 | 0 | 0.85086 | 850.8642 | 129487.6687
11 | 30 | 1 | 0 | 0 | -11.4 | 1.1 | 0 | -11.4 | 0 | 0 | 0.79386 | 793.8633 | 120813.0631
11 | 30 | 2 | 0 | 0 | -11.3 | 0 | 0 | -11.3 | 0 | 0 | 0.76386 | 763.8551 | 116246.3052
11 | 30 | 3 | 0 | 0 | -11.2 | 1.7 | 0 | -11.2 | 0 | 0 | 0.75282 | 752.8198 | 114566.9133
11 | 30 | 4 | 0 | 0 | -11.9 | 3.1 | 0 | -11.9 | 0 | 0 | 0.76265 | 762.6549 | 116063.6475
11 | 30 | 5 | 0 | 0 | -12 | 2.5 | 0 | -12 | 0 | 0 | 0.81205 | 812.0546 | 123581.4903
11 | 30 | 6 | 0 | 0 | -12.5 | 2.5 | 0 | -12.5 | 0 | 0 | 0.92432 | 924.323 | 140666.9019
11 | 30 | 7 | 0 | 0 | -13 | 1.9 | 0 | -13 | 0 | 0 | 1.0675 | 1067.4599 | 162450.019
11 | 30 | 8 | 0 | 12 | -13.1 | 2.5 | 10.854 | -14.97 | 79.834 | 38.311 | 1.1028 | 1102.8219 | 167831.5359
11 | 30 | 9 | 237 | 36 | -14.4 | 1.9 | 200.725 | -10.719 | 1412.693 | 1342.49 | 1.1404 | 1140.4273 | 173554.4591
11 | 30 | 10 | 56 | 112 | -15.4 | 1.9 | 197.073 | -10.998 | 1422.382 | 1351.939 | 1.1709 | 1170.9113 | 178193.6363
11 | 30 | 11 | 202 | 161 | -15.8 | 1.1 | 394.458 | -3.884 | 2765.671 | 2657.754 | 1.1923 | 1192.2558 | 181441.9088
11 | 30 | 12 | 209 | 179 | -13.8 | 1.1 | 433.324 | 0.391 | 2986.495 | 2871.6 | 1.195 | 1194.9676 | 181854.6028
11 | 30 | 13 | 70 | 145 | -14.3 | 1.9 | 257.604 | -7.154 | 1832.833 | 1751.846 | 1.1911 | 1191.1053 | 181266.8351
11 | 30 | 14 | 52 | 96 | -15.9 | 1.9 | 168.17 | -12.105 | 1218.088 | 1152.596 | 1.193 | 1192.9719 | 181550.8921
11 | 30 | 15 | 37 | 54 | -18.9 | 1.9 | 115.455 | -17.039 | 848.753 | 791.711 | 1.2254 | 1225.3827 | 186483.2836
11 | 30 | 16 | 0 | 11 | -20.1 | 2.5 | 9.95 | -21.58 | 75.095 | 33.659 | 1.3441 | 1344.0609 | 204544.1761
11 | 30 | 17 | 0 | 0 | -21.6 | 3.1 | 0 | -21.6 | 0 | 0 | 1.4673 | 1467.3052 | 223299.9571
11 | 30 | 18 | 0 | 0 | -25.7 | 0 | 0 | -25.7 | 0 | 0 | 1.4348 | 1434.7542 | 218346.2225
11 | 30 | 19 | 0 | 0 | -25.2 | 1.1 | 0 | -25.2 | 0 | 0 | 1.3729 | 1372.8785 | 208929.7547
11 | 30 | 20 | 0 | 0 | -24.7 | 1.1 | 0 | -24.7 | 0 | 0 | 1.3119 | 1311.8697 | 199645.2098
11 | 30 | 21 | 0 | 0 | -23.6 | 0 | 0 | -23.6 | 0 | 0 | 1.2208 | 1220.8426 | 185792.3549
11 | 30 | 22 | 0 | 0 | -21.1 | 0 | 0 | -21.1 | 0 | 0 | 1.0869 | 1086.8601 | 165402.4032
11 | 30 | 23 | 0 | 0 | -17.2 | 0 | 0 | -17.2 | 0 | 0 | 0.95077 | 950.7702 | 144691.747
12 | 1 | 0 | 0 | 0 | -12.4 | 3.6 | 0 | -12.4 | 0 | 0 | 0.97147 | 971.4717 | 147842.1688
12 | 1 | 1 | 0 | 0 | -7.8 | 3.1 | 0 | -7.8 | 0 | 0 | 0.9038 | 903.7989 | 137543.4755
12 | 1 | 2 | 0 | 0 | -4.4 | 2.2 | 0 | -4.4 | 0 | 0 | 0.86769 | 867.6873 | 132047.8685
12 | 1 | 3 | 0 | 0 | -2.5 | 3.1 | 0 | -2.5 | 0 | 0 | 0.85341 | 853.408 | 129874.7922
12 | 1 | 4 | 0 | 0 | -1.7 | 0 | 0 | -1.7 | 0 | 0 | 0.86023 | 860.2267 | 130912.4979
12 | 1 | 5 | 0 | 0 | -1.2 | 0.6 | 0 | -1.2 | 0 | 0 | 0.90414 | 904.136 | 137594.7783
12 | 1 | 6 | 0 | 0 | -3.3 | 4.4 | 0 | -3.3 | 0 | 0 | 1.003 | 1003.0351 | 152645.6071
12 | 1 | 7 | 0 | 0 | -2.8 | 3.1 | 0 | -2.8 | 0 | 0 | 1.1329 | 1132.9104 | 172410.5127
12 | 1 | 8 | 2 | 11 | 0 | 3.9 | 10.776 | -1.482 | 74.5 | 33.075 | 1.2128 | 1212.8218 | 184571.7254
12 | 1 | 9 | 402 | 37 | 3.3 | 3.9 | 292.11 | 8.238 | 1889.338 | 1806.837 | 1.246 | 1245.9864 | 189618.8333
12 | 1 | 10 | 674 | 41 | 4.4 | 3.6 | 536.608 | 15.808 | 3418.421 | 3289.21 | 1.2757 | 1275.7476 | 194148.0051
12 | 1 | 11 | 583 | 54 | 6.7 | 5.3 | 549.137 | 16.576 | 3512.163 | 3379.728 | 1.2935 | 1293.4872 | 196847.6804
12 | 1 | 12 | 329 | 87 | 7.2 | 3.9 | 403.106 | 15.861 | 2592.737 | 2490.123 | 1.2887 | 1288.7008 | 196119.2796
12 | 1 | 13 | 84 | 90 | 7.2 | 3.9 | 183.052 | 10.582 | 1206.539 | 1141.322 | 1.2828 | 1282.7688 | 195216.5168
12 | 1 | 14 | 57 | 71 | 5.6 | 3.1 | 125.878 | 7.343 | 839.213 | 782.38 | 1.2922 | 1292.213 | 196653.7766
12 | 1 | 15 | 59 | 37 | 3.3 | 2.2 | 89.965 | 4.091 | 600.967 | 549.231 | 1.3286 | 1328.6159 | 202193.7009
12 | 1 | 16 | 0 | 7 | 3.9 | 0.8 | 6.332 | 1.753 | 43.489 | 2.629 | 1.469 | 1469.0362 | 223563.3836
12 | 1 | 17 | 0 | 0 | 2.2 | 3.1 | 0 | 2.2 | 0 | 0 | 1.5742 | 1574.2253 | 239571.4555
12 | 1 | 18 | 0 | 0 | 2.8 | 1.4 | 0 | 2.8 | 0 | 0 | 1.5375 | 1537.5067 | 233983.4827
12 | 1 | 19 | 0 | 0 | 2.8 | 2.2 | 0 | 2.8 | 0 | 0 | 1.4838 | 1483.8495 | 225817.7248
12 | 1 | 20 | 0 | 0 | 3.9 | 2.8 | 0 | 3.9 | 0 | 0 | 1.4306 | 1430.567 | 217709.0006
12 | 1 | 21 | 0 | 0 | 3.9 | 3.9 | 0 | 3.9 | 0 | 0 | 1.3496 | 1349.5572 | 205380.6271
12 | 1 | 22 | 0 | 0 | 3.9 | 3.6 | 0 | 3.9 | 0 | 0 | 1.2222 | 1222.2395 | 186004.9398
12 | 1 | 23 | 0 | 0 | 3.3 | 3.1 | 0 | 3.3 | 0 | 0 | 1.0834 | 1083.4136 | 164877.8996
12 | 2 | 0 | 0 | 0 | 5 | 3.9 | 0 | 5 | 0 | 0 | 0.97147 | 971.4717 | 147842.1688
12 | 2 | 1 | 0 | 0 | 5 | 3.6 | 0 | 5 | 0 | 0 | 0.9038 | 903.7989 | 137543.4755
12 | 2 | 2 | 0 | 0 | 1.7 | 2.2 | 0 | 1.7 | 0 | 0 | 0.86769 | 867.6873 | 132047.8685
12 | 2 | 3 | 0 | 0 | 0 | 2.2 | 0 | 0 | 0 | 0 | 0.85341 | 853.408 | 129874.7922
12 | 2 | 4 | 0 | 0 | 1.7 | 2.8 | 0 | 1.7 | 0 | 0 | 0.86023 | 860.2267 | 130912.4979
12 | 2 | 5 | 0 | 0 | 3.3 | 3.9 | 0 | 3.3 | 0 | 0 | 0.90414 | 904.136 | 137594.7783
12 | 2 | 6 | 0 | 0 | 3.9 | 7.5 | 0 | 3.9 | 0 | 0 | 1.003 | 1003.0351 | 152645.6071
12 | 2 | 7 | 0 | 0 | 3.9 | 9.7 | 0 | 3.9 | 0 | 0 | 1.1329 | 1132.9104 | 172410.5127
12 | 2 | 8 | 4 | 9 | 2.8 | 7.2 | 9.794 | 1.799 | 66.208 | 24.934 | 1.2128 | 1212.8218 | 184571.7254
12 | 2 | 9 | 519 | 23 | 3.3 | 6.4 | 330.319 | 7.675 | 2130.875 | 2041.731 | 1.246 | 1245.9864 | 189618.8333
12 | 2 | 10 | 381 | 57 | 3.9 | 7.5 | 359.422 | 8.635 | 2368.419 | 2272.474 | 1.2757 | 1275.7476 | 194148.0051
12 | 2 | 11 | 317 | 83 | 4.4 | 5.8 | 379.831 | 10.422 | 2500.155 | 2400.323 | 1.2935 | 1293.4872 | 196847.6804
12 | 2 | 12 | 584 | 71 | 4.4 | 9.4 | 585.995 | 11.519 | 3839.095 | 3695.092 | 1.2887 | 1288.7008 | 196119.2796
12 | 2 | 13 | 456 | 90 | 4.4 | 8.1 | 489.177 | 11.029 | 3207.481 | 3085.372 | 1.2828 | 1282.7688 | 195216.5168
12 | 2 | 14 | 331 | 66 | 3.9 | 7.2 | 331.053 | 8.483 | 2180.555 | 2090.011 | 1.2922 | 1292.213 | 196653.7766
12 | 2 | 15 | 349 | 26 | 2.8 | 5.8 | 236.916 | 6.196 | 1533.028 | 1459.822 | 1.3286 | 1328.6159 | 202193.7009
12 | 2 | 16 | 2 | 9 | 0.6 | 4.4 | 8.931 | -0.359 | 61.329 | 20.144 | 1.469 | 1469.0362 | 223563.3836
12 | 2 | 17 | 0 | 0 | -1.7 | 3.6 | 0 | -1.7 | 0 | 0 | 1.5742 | 1574.2253 | 239571.4555
12 | 2 | 18 | 0 | 0 | -3.3 | 3.1 | 0 | -3.3 | 0 | 0 | 1.5375 | 1537.5067 | 233983.4827
12 | 2 | 19 | 0 | 0 | -5 | 3.9 | 0 | -5 | 0 | 0 | 1.4838 | 1483.8495 | 225817.7248
12 | 2 | 20 | 0 | 0 | -4.4 | 3.1 | 0 | -4.4 | 0 | 0 | 1.4306 | 1430.567 | 217709.0006
12 | 2 | 21 | 0 | 0 | -6.1 | 2.2 | 0 | -6.1 | 0 | 0 | 1.3496 | 1349.5572 | 205380.6271
12 | 2 | 22 | 0 | 0 | -5 | 5.3 | 0 | -5 | 0 | 0 | 1.2222 | 1222.2395 | 186004.9398
12 | 2 | 23 | 0 | 0 | -5.6 | 3.9 | 0 | -5.6 | 0 | 0 | 1.0834 | 1083.4136 | 164877.8996
12 | 3 | 0 | 0 | 0 | -6.7 | 2.8 | 0 | -6.7 | 0 | 0 | 0.97147 | 971.4717 | 147842.1688
12 | 3 | 1 | 0 | 0 | -8.9 | 3.1 | 0 | -8.9 | 0 | 0 | 0.9038 | 903.7989 | 137543.4755
12 | 3 | 2 | 0 | 0 | -8.9 | 2.8 | 0 | -8.9 | 0 | 0 | 0.86769 | 867.6873 | 132047.8685
12 | 3 | 3 | 0 | 0 | -9.4 | 3.1 | 0 | -9.4 | 0 | 0 | 0.85341 | 853.408 | 129874.7922
12 | 3 | 4 | 0 | 0 | -9.4 | 3.1 | 0 | -9.4 | 0 | 0 | 0.86023 | 860.2267 | 130912.4979
12 | 3 | 5 | 0 | 0 | -10.6 | 2.2 | 0 | -10.6 | 0 | 0 | 0.90414 | 904.136 | 137594.7783
12 | 3 | 6 | 0 | 0 | -8.9 | 3.9 | 0 | -8.9 | 0 | 0 | 1.003 | 1003.0351 | 152645.6071
12 | 3 | 7 | 0 | 0 | -8.3 | 2.2 | 0 | -8.3 | 0 | 0 | 1.1329 | 1132.9104 | 172410.5127
12 | 3 | 8 | 0 | 10 | -7.2 | 2.8 | 9.045 | -9.011 | 64.96 | 23.709 | 1.2128 | 1212.8218 | 184571.7254
12 | 3 | 9 | 81 | 48 | -5.6 | 2.2 | 122.481 | -4.352 | 849.577 | 792.516 | 1.246 | 1245.9864 | 189618.8333
12 | 3 | 10 | 96 | 89 | -2.8 | 3.1 | 194.759 | 0.478 | 1337.454 | 1269.093 | 1.2757 | 1275.7476 | 194148.0051
12 | 3 | 11 | 26 | 109 | -2.2 | 3.6 | 159.118 | 0.245 | 1098.771 | 1036.079 | 1.2935 | 1293.4872 | 196847.6804
12 | 3 | 12 | 4 | 109 | -2.2 | 3.1 | 124.529 | -0.574 | 863.624 | 806.254 | 1.2887 | 1288.7008 | 196119.2796
12 | 3 | 13 | 0 | 71 | -2.2 | 3.6 | 70.84 | -2.04 | 494.389 | 444.846 | 1.2828 | 1282.7688 | 195216.5168
12 | 3 | 14 | 99 | 51 | -2.2 | 3.9 | 143.03 | -0.53 | 983.033 | 922.993 | 1.2922 | 1292.213 | 196653.7766
12 | 3 | 15 | 305 | 26 | -3.3 | 3.6 | 214.135 | 0.321 | 1422.698 | 1352.247 | 1.3286 | 1328.6159 | 202193.7009
12 | 3 | 16 | 4 | 12 | -4.4 | 4.4 | 12.44 | -5.346 | 86.868 | 45.215 | 1.469 | 1469.0362 | 223563.3836
12 | 3 | 17 | 0 | 0 | -3.9 | 3.6 | 0 | -3.9 | 0 | 0 | 1.5742 | 1574.2253 | 239571.4555
12 | 3 | 18 | 0 | 0 | -6.1 | 2.2 | 0 | -6.1 | 0 | 0 | 1.5375 | 1537.5067 | 233983.4827
12 | 3 | 19 | 0 | 0 | -7.2 | 2.2 | 0 | -7.2 | 0 | 0 | 1.4838 | 1483.8495 | 225817.7248
12 | 3 | 20 | 0 | 0 | -10.6 | 2.2 | 0 | -10.6 | 0 | 0 | 1.4306 | 1430.567 | 217709.0006
12 | 3 | 21 | 0 | 0 | -12.2 | 1.4 | 0 | -12.2 | 0 | 0 | 1.3496 | 1349.5572 | 205380.6271
12 | 3 | 22 | 0 | 0 | -12.8 | 2.2 | 0 | -12.8 | 0 | 0 | 1.2222 | 1222.2395 | 186004.9398
12 | 3 | 23 | 0 | 0 | -11.7 | 2.8 | 0 | -11.7 | 0 | 0 | 1.0834 | 1083.4136 | 164877.8996
12 | 4 | 0 | 0 | 0 | -12.8 | 2.2 | 0 | -12.8 | 0 | 0 | 0.97147 | 971.4717 | 147842.1688
12 | 4 | 1 | 0 | 0 | -12.2 | 2.2 | 0 | -12.2 | 0 | 0 | 0.9038 | 903.7989 | 137543.4755
12 | 4 | 2 | 0 | 0 | -12.2 | 3.1 | 0 | -12.2 | 0 | 0 | 0.86769 | 867.6873 | 132047.8685
12 | 4 | 3 | 0 | 0 | -11.1 | 3.6 | 0 | -11.1 | 0 | 0 | 0.85341 | 853.408 | 129874.7922
12 | 4 | 4 | 0 | 0 | -10 | 3.6 | 0 | -10 | 0 | 0 | 0.86023 | 860.2267 | 130912.4979
12 | 4 | 5 | 0 | 0 | -11.1 | 2.8 | 0 | -11.1 | 0 | 0 | 0.90414 | 904.136 | 137594.7783
12 | 4 | 6 | 0 | 0 | -13.3 | 2.2 | 0 | -13.3 | 0 | 0 | 1.003 | 1003.0351 | 152645.6071
12 | 4 | 7 | 0 | 0 | -14.4 | 2.2 | 0 | -14.4 | 0 | 0 | 1.1329 | 1132.9104 | 172410.5127
12 | 4 | 8 | 1 | 7 | -11.1 | 3.1 | 6.745 | -12.902 | 48.924 | 7.966 | 1.2128 | 1212.8218 | 184571.7254
12 | 4 | 9 | 25 | 29 | -10 | 2.8 | 45.547 | -10.861 | 325.255 | 279.082 | 1.246 | 1245.9864 | 189618.8333
12 | 4 | 10 | 0 | 60 | -7.8 | 3.1 | 61.51 | -8.098 | 440.122 | 391.675 | 1.2757 | 1275.7476 | 194148.0051
12 | 4 | 11 | 2 | 98 | -7.2 | 3.6 | 109.974 | -6.274 | 780.957 | 725.396 | 1.2935 | 1293.4872 | 196847.6804
12 | 4 | 12 | 2 | 104 | -5.6 | 2.8 | 115.937 | -4.28 | 816.599 | 760.262 | 1.2887 | 1288.7008 | 196119.2796
12 | 4 | 13 | 0 | 89 | -5.6 | 3.6 | 96.256 | -4.861 | 679.664 | 626.274 | 1.2828 | 1282.7688 | 195216.5168
12 | 4 | 14 | 0 | 55 | -5.6 | 3.9 | 56.217 | -5.862 | 398.587 | 350.97 | 1.2922 | 1292.213 | 196653.7766
12 | 4 | 15 | 0 | 18 | -6.1 | 6.4 | 16.222 | -7.035 | 115.572 | 73.389 | 1.3286 | 1328.6159 | 202193.7009
12 | 4 | 16 | 0 | 2 | -8.3 | 7.2 | 1.809 | -9.432 | 13.014 | 0 | 1.469 | 1469.0362 | 223563.3836
12 | 4 | 17 | 0 | 0 | -8.9 | 8.1 | 0 | -8.9 | 0 | 0 | 1.5742 | 1574.2253 | 239571.4555
12 | 4 | 18 | 0 | 0 | -10.6 | 7.5 | 0 | -10.6 | 0 | 0 | 1.5375 | 1537.5067 | 233983.4827
12 | 4 | 19 | 0 | 0 | -11.7 | 8.1 | 0 | -11.7 | 0 | 0 | 1.4838 | 1483.8495 | 225817.7248
12 | 4 | 20 | 0 | 0 | -13.3 | 6.7 | 0 | -13.3 | 0 | 0 | 1.4306 | 1430.567 | 217709.0006
12 | 4 | 21 | 0 | 0 | -13.9 | 3.1 | 0 | -13.9 | 0 | 0 | 1.3496 | 1349.5572 | 205380.6271
12 | 4 | 22 | 0 | 0 | -13.9 | 2.2 | 0 | -13.9 | 0 | 0 | 1.2222 | 1222.2395 | 186004.9398
12 | 4 | 23 | 0 | 0 | -14.4 | 3.6 | 0 | -14.4 | 0 | 0 | 1.0834 | 1083.4136 | 164877.8996
12 | 5 | 0 | 0 | 0 | -15.6 | 2.8 | 0 | -15.6 | 0 | 0 | 0.97147 | 971.4717 | 147842.1688
12 | 5 | 1 | 0 | 0 | -16.1 | 2.8 | 0 | -16.1 | 0 | 0 | 0.9038 | 903.7989 | 137543.4755
12 | 5 | 2 | 0 | 0 | -16.7 | 2.8 | 0 | -16.7 | 0 | 0 | 0.86769 | 867.6873 | 132047.8685
12 | 5 | 3 | 0 | 0 | -16.7 | 0.8 | 0 | -16.7 | 0 | 0 | 0.85341 | 853.408 | 129874.7922
12 | 5 | 4 | 0 | 0 | -17.2 | 2.8 | 0 | -17.2 | 0 | 0 | 0.86023 | 860.2267 | 130912.4979
12 | 5 | 5 | 0 | 0 | -17.8 | 2.2 | 0 | -17.8 | 0 | 0 | 0.90414 | 904.136 | 137594.7783
12 | 5 | 6 | 0 | 0 | -18.3 | 2.8 | 0 | -18.3 | 0 | 0 | 1.003 | 1003.0351 | 152645.6071
12 | 5 | 7 | 0 | 0 | -20 | 3.6 | 0 | -20 | 0 | 0 | 1.1329 | 1132.9104 | 172410.5127
12 | 5 | 8 | 0 | 0 | -21.1 | 3.1 | 0 | -21.1 | 0 | 0 | 1.2128 | 1212.8218 | 184571.7254
12 | 5 | 9 | 236 | 36 | -19.4 | 3.9 | 201.5 | -16.527 | 1449.178 | 1378.071 | 1.246 | 1245.9864 | 189618.8333
12 | 5 | 10 | 462 | 53 | -18.3 | 3.6 | 409.592 | -9.826 | 2912.716 | 2800.178 | 1.2757 | 1275.7476 | 194148.0051
12 | 5 | 11 | 672 | 46 | -17.2 | 3.9 | 595.601 | -4.431 | 4167.649 | 4011.511 | 1.2935 | 1293.4872 | 196847.6804
12 | 5 | 12 | 429 | 123 | -16.7 | 4.4 | 525.208 | -5.969 | 3709.593 | 3570.232 | 1.2887 | 1288.7008 | 196119.2796
12 | 5 | 13 | 18 | 119 | -16.1 | 4.4 | 158.886 | -13.288 | 1159.953 | 1095.834 | 1.2828 | 1282.7688 | 195216.5168
12 | 5 | 14 | 24 | 93 | -15.6 | 7.2 | 152.632 | -14.212 | 1116.981 | 1053.866 | 1.2922 | 1292.213 | 196653.7766
12 | 5 | 15 | 11 | 39 | -15 | 3.9 | 57.32 | -15.092 | 419.617 | 371.581 | 1.3286 | 1328.6159 | 202193.7009
12 | 5 | 16 | 0 | 6 | -15.6 | 5.8 | 5.427 | -16.773 | 40.202 | 0 | 1.469 | 1469.0362 | 223563.3836
12 | 5 | 17 | 0 | 0 | -15.6 | 4.4 | 0 | -15.6 | 0 | 0 | 1.5742 | 1574.2253 | 239571.4555
12 | 5 | 18 | 0 | 0 | -15.6 | 5.3 | 0 | -15.6 | 0 | 0 | 1.5375 | 1537.5067 | 233983.4827
12 | 5 | 19 | 0 | 0 | -15 | 4.4 | 0 | -15 | 0 | 0 | 1.4838 | 1483.8495 | 225817.7248
12 | 5 | 20 | 0 | 0 | -14.4 | 3.6 | 0 | -14.4 | 0 | 0 | 1.4306 | 1430.567 | 217709.0006
12 | 5 | 21 | 0 | 0 | -14.4 | 3.1 | 0 | -14.4 | 0 | 0 | 1.3496 | 1349.5572 | 205380.6271
12 | 5 | 22 | 0 | 0 | -14.4 | 2.8 | 0 | -14.4 | 0 | 0 | 1.2222 | 1222.2395 | 186004.9398
12 | 5 | 23 | 0 | 0 | -14.4 | 2.2 | 0 | -14.4 | 0 | 0 | 1.0834 | 1083.4136 | 164877.8996
12 | 6 | 0 | 0 | 0 | -14.4 | 2.8 | 0 | -14.4 | 0 | 0 | 0.97147 | 971.4717 | 147842.1688
12 | 6 | 1 | 0 | 0 | -14.4 | 2.2 | 0 | -14.4 | 0 | 0 | 0.9038 | 903.7989 | 137543.4755
12 | 6 | 2 | 0 | 0 | -15 | 1.4 | 0 | -15 | 0 | 0 | 0.86769 | 867.6873 | 132047.8685
12 | 6 | 3 | 0 | 0 | -15 | 0.8 | 0 | -15 | 0 | 0 | 0.85341 | 853.408 | 129874.7922
12 | 6 | 4 | 0 | 0 | -15.6 | 1.4 | 0 | -15.6 | 0 | 0 | 0.86023 | 860.2267 | 130912.4979
12 | 6 | 5 | 0 | 0 | -16.1 | 2.2 | 0 | -16.1 | 0 | 0 | 0.90414 | 904.136 | 137594.7783
12 | 6 | 6 | 0 | 0 | -15.6 | 1.4 | 0 | -15.6 | 0 | 0 | 1.003 | 1003.0351 | 152645.6071
12 | 6 | 7 | 0 | 0 | -15.6 | 2.2 | 0 | -15.6 | 0 | 0 | 1.1329 | 1132.9104 | 172410.5127
12 | 6 | 8 | 0 | 3 | -15.6 | 3.1 | 2.714 | -17.53 | 20.161 | 0 | 1.2128 | 1212.8218 | 184571.7254
12 | 6 | 9 | 0 | 17 | -15 | 3.6 | 15.307 | -16.482 | 113.258 | 71.118 | 1.246 | 1245.9864 | 189618.8333
12 | 6 | 10 | 0 | 36 | -15 | 3.6 | 32.488 | -16.037 | 239.967 | 195.442 | 1.2757 | 1275.7476 | 194148.0051
12 | 6 | 11 | 0 | 49 | -15 | 3.1 | 44.273 | -15.773 | 326.672 | 280.472 | 1.2935 | 1293.4872 | 196847.6804
12 | 6 | 12 | 0 | 51 | -14.4 | 4.4 | 46.083 | -14.959 | 338.933 | 292.493 | 1.2887 | 1288.7008 | 196119.2796
12 | 6 | 13 | 0 | 55 | -14.4 | 5.3 | 51.312 | -14.791 | 377.142 | 329.95 | 1.2828 | 1282.7688 | 195216.5168
12 | 6 | 14 | 0 | 48 | -14.4 | 5.3 | 46.926 | -14.866 | 345.011 | 298.452 | 1.2922 | 1292.213 | 196653.7766
12 | 6 | 15 | 0 | 28 | -15 | 3.9 | 30.112 | -15.963 | 222.347 | 178.158 | 1.3286 | 1328.6159 | 202193.7009
12 | 6 | 16 | 0 | 5 | -15.6 | 3.6 | 4.523 | -17.268 | 33.567 | 0 | 1.469 | 1469.0362 | 223563.3836
12 | 6 | 17 | 0 | 0 | -18.3 | 5.3 | 0 | -18.3 | 0 | 0 | 1.5742 | 1574.2253 | 239571.4555
12 | 6 | 18 | 0 | 0 | -20.6 | 3.1 | 0 | -20.6 | 0 | 0 | 1.5375 | 1537.5067 | 233983.4827
12 | 6 | 19 | 0 | 0 | -22.2 | 3.6 | 0 | -22.2 | 0 | 0 | 1.4838 | 1483.8495 | 225817.7248
12 | 6 | 20 | 0 | 0 | -22.2 | 3.6 | 0 | -22.2 | 0 | 0 | 1.4306 | 1430.567 | 217709.0006
12 | 6 | 21 | 0 | 0 | -20.6 | 2.2 | 0 | -20.6 | 0 | 0 | 1.3496 | 1349.5572 | 205380.6271
12 | 6 | 22 | 0 | 0 | -21.7 | 0 | 0 | -21.7 | 0 | 0 | 1.2222 | 1222.2395 | 186004.9398
12 | 6 | 23 | 0 | 0 | -20.6 | 3.1 | 0 | -20.6 | 0 | 0 | 1.0834 | 1083.4136 | 164877.8996
12 | 7 | 0 | 0 | 0 | -20 | 1.4 | 0 | -20 | 0 | 0 | 0.97147 | 971.4717 | 147842.1688
12 | 7 | 1 | 0 | 0 | -19.4 | 1.4 | 0 | -19.4 | 0 | 0 | 0.9038 | 903.7989 | 137543.4755
12 | 7 | 2 | 0 | 0 | -18.9 | 3.1 | 0 | -18.9 | 0 | 0 | 0.86769 | 867.6873 | 132047.8685
12 | 7 | 3 | 0 | 0 | -18.3 | 2.8 | 0 | -18.3 | 0 | 0 | 0.85341 | 853.408 | 129874.7922
12 | 7 | 4 | 0 | 0 | -17.2 | 2.2 | 0 | -17.2 | 0 | 0 | 0.86023 | 860.2267 | 130912.4979
12 | 7 | 5 | 0 | 0 | -16.7 | 3.6 | 0 | -16.7 | 0 | 0 | 0.90414 | 904.136 | 137594.7783
12 | 7 | 6 | 0 | 0 | -16.1 | 3.1 | 0 | -16.1 | 0 | 0 | 1.003 | 1003.0351 | 152645.6071
12 | 7 | 7 | 0 | 0 | -16.7 | 2.2 | 0 | -16.7 | 0 | 0 | 1.1329 | 1132.9104 | 172410.5127
12 | 7 | 8 | 0 | 0 | -16.1 | 3.1 | 0 | -16.1 | 0 | 0 | 1.2128 | 1212.8218 | 184571.7254
12 | 7 | 9 | 0 | 23 | -16.1 | 3.1 | 20.754 | -17.579 | 154.225 | 111.322 | 1.246 | 1245.9864 | 189618.8333
12 | 7 | 10 | 0 | 31 | -16.1 | 3.1 | 27.951 | -17.329 | 207.502 | 163.595 | 1.2757 | 1275.7476 | 194148.0051
12 | 7 | 11 | 0 | 90 | -15.6 | 3.1 | 97.906 | -14.999 | 720.204 | 665.951 | 1.2935 | 1293.4872 | 196847.6804
12 | 7 | 12 | 0 | 114 | -15.6 | 2.2 | 131.559 | -13.7 | 962.784 | 903.201 | 1.2887 | 1288.7008 | 196119.2796
12 | 7 | 13 | 83 | 136 | -15 | 3.1 | 262.236 | -9.887 | 1885.812 | 1803.406 | 1.2828 | 1282.7688 | 195216.5168
12 | 7 | 14 | 0 | 70 | -14.4 | 3.1 | 80.51 | -13.542 | 588.826 | 537.342 | 1.2922 | 1292.213 | 196653.7766
12 | 7 | 15 | 0 | 29 | -14.4 | 4.4 | 32.07 | -15.186 | 236.08 | 191.629 | 1.3286 | 1328.6159 | 202193.7009
12 | 7 | 16 | 0 | 5 | -14.4 | 5.8 | 4.523 | -15.628 | 33.351 | 0 | 1.469 | 1469.0362 | 223563.3836
12 | 7 | 17 | 0 | 0 | -14.4 | 6.4 | 0 | -14.4 | 0 | 0 | 1.5742 | 1574.2253 | 239571.4555
12 | 7 | 18 | 0 | 0 | -14.4 | 5.8 | 0 | -14.4 | 0 | 0 | 1.5375 | 1537.5067 | 233983.4827
12 | 7 | 19 | 0 | 0 | -14.4 | 7.2 | 0 | -14.4 | 0 | 0 | 1.4838 | 1483.8495 | 225817.7248
12 | 7 | 20 | 0 | 0 | -14.4 | 6.4 | 0 | -14.4 | 0 | 0 | 1.4306 | 1430.567 | 217709.0006
12 | 7 | 21 | 0 | 0 | -15 | 6.7 | 0 | -15 | 0 | 0 | 1.3496 | 1349.5572 | 205380.6271
12 | 7 | 22 | 0 | 0 | -15 | 7.5 | 0 | -15 | 0 | 0 | 1.2222 | 1222.2395 | 186004.9398
12 | 7 | 23 | 0 | 0 | -15 | 6.7 | 0 | -15 | 0 | 0 | 1.0834 | 1083.4136 | 164877.8996
12 | 8 | 0 | 0 | 0 | -15.6 | 7.2 | 0 | -15.6 | 0 | 0 | 0.97147 | 971.4717 | 147842.1688
12 | 8 | 1 | 0 | 0 | -15.6 | 6.7 | 0 | -15.6 | 0 | 0 | 0.9038 | 903.7989 | 137543.4755
12 | 8 | 2 | 0 | 0 | -15.6 | 5.3 | 0 | -15.6 | 0 | 0 | 0.86769 | 867.6873 | 132047.8685
12 | 8 | 3 | 0 | 0 | -16.1 | 5.8 | 0 | -16.1 | 0 | 0 | 0.85341 | 853.408 | 129874.7922
12 | 8 | 4 | 0 | 0 | -16.1 | 6.4 | 0 | -16.1 | 0 | 0 | 0.86023 | 860.2267 | 130912.4979
12 | 8 | 5 | 0 | 0 | -16.1 | 6.7 | 0 | -16.1 | 0 | 0 | 0.90414 | 904.136 | 137594.7783
12 | 8 | 6 | 0 | 0 | -16.7 | 6.4 | 0 | -16.7 | 0 | 0 | 1.003 | 1003.0351 | 152645.6071
12 | 8 | 7 | 0 | 0 | -17.2 | 5.8 | 0 | -17.2 | 0 | 0 | 1.1329 | 1132.9104 | 172410.5127
12 | 8 | 8 | 0 | 0 | -17.2 | 5.3 | 0 | -17.2 | 0 | 0 | 1.2128 | 1212.8218 | 184571.7254
12 | 8 | 9 | 0 | 34 | -17.8 | 5.3 | 39.179 | -18.481 | 292.17 | 246.641 | 1.246 | 1245.9864 | 189618.8333
12 | 8 | 10 | 0 | 99 | -17.8 | 3.9 | 131.739 | -16.44 | 974.608 | 914.759 | 1.2757 | 1275.7476 | 194148.0051
12 | 8 | 11 | 0 | 72 | -18.3 | 5.3 | 72.709 | -18.137 | 541.489 | 490.983 | 1.2935 | 1293.4872 | 196847.6804
12 | 8 | 12 | 0 | 79 | -18.3 | 4.4 | 80.218 | -18.058 | 597.229 | 545.571 | 1.2887 | 1288.7008 | 196119.2796
12 | 8 | 13 | 0 | 79 | -18.3 | 6.4 | 82.988 | -18.055 | 617.846 | 565.758 | 1.2828 | 1282.7688 | 195216.5168
12 | 8 | 14 | 0 | 60 | -18.3 | 6.4 | 64.639 | -18.361 | 481.81 | 432.523 | 1.2922 | 1292.213 | 196653.7766
12 | 8 | 15 | 0 | 22 | -18.9 | 5.8 | 20.713 | -19.775 | 155.242 | 112.32 | 1.3286 | 1328.6159 | 202193.7009
12 | 8 | 16 | 0 | 4 | -18.9 | 3.9 | 3.618 | -20.514 | 27.195 | 0 | 1.469 | 1469.0362 | 223563.3836
12 | 8 | 17 | 0 | 0 | -19.4 | 2.8 | 0 | -19.4 | 0 | 0 | 1.5742 | 1574.2253 | 239571.4555
12 | 8 | 18 | 0 | 0 | -20 | 3.6 | 0 | -20 | 0 | 0 | 1.5375 | 1537.5067 | 233983.4827
12 | 8 | 19 | 0 | 0 | -20.6 | 3.1 | 0 | -20.6 | 0 | 0 | 1.4838 | 1483.8495 | 225817.7248
12 | 8 | 20 | 0 | 0 | -20.6 | 3.6 | 0 | -20.6 | 0 | 0 | 1.4306 | 1430.567 | 217709.0006
12 | 8 | 21 | 0 | 0 | -20.6 | 3.1 | 0 | -20.6 | 0 | 0 | 1.3496 | 1349.5572 | 205380.6271
12 | 8 | 22 | 0 | 0 | -20.6 | 2.2 | 0 | -20.6 | 0 | 0 | 1.2222 | 1222.2395 | 186004.9398
12 | 8 | 23 | 0 | 0 | -22.2 | 4.4 | 0 | -22.2 | 0 | 0 | 1.0834 | 1083.4136 | 164877.8996
12 | 9 | 0 | 0 | 0 | -23.3 | 2.8 | 0 | -23.3 | 0 | 0 | 0.97147 | 971.4717 | 147842.1688
12 | 9 | 1 | 0 | 0 | -24.4 | 2.2 | 0 | -24.4 | 0 | 0 | 0.9038 | 903.7989 | 137543.4755
12 | 9 | 2 | 0 | 0 | -26.7 | 2.2 | 0 | -26.7 | 0 | 0 | 0.86769 | 867.6873 | 132047.8685
12 | 9 | 3 | 0 | 0 | -27.8 | 0 | 0 | -27.8 | 0 | 0 | 0.85341 | 853.408 | 129874.7922
12 | 9 | 4 | 0 | 0 | -31.1 | 2.2 | 0 | -31.1 | 0 | 0 | 0.86023 | 860.2267 | 130912.4979
12 | 9 | 5 | 0 | 0 | -33.9 | 1.4 | 0 | -33.9 | 0 | 0 | 0.90414 | 904.136 | 137594.7783
12 | 9 | 6 | 0 | 0 | -32.8 | 2.2 | 0 | -32.8 | 0 | 0 | 1.003 | 1003.0351 | 152645.6071
12 | 9 | 7 | 0 | 0 | -32.2 | 0.8 | 0 | -32.2 | 0 | 0 | 1.1329 | 1132.9104 | 172410.5127
12 | 9 | 8 | 0 | 0 | -28.9 | 2.2 | 0 | -28.9 | 0 | 0 | 1.2128 | 1212.8218 | 184571.7254
12 | 9 | 9 | 234 | 56 | -28.3 | 0 | 235.026 | -20.576 | 1722.996 | 1644.909 | 1.246 | 1245.9864 | 189618.8333
12 | 9 | 10 | 234 | 133 | -27.2 | 1.4 | 392.441 | -15.485 | 2871.388 | 2760.16 | 1.2757 | 1275.7476 | 194148.0051
12 | 9 | 11 | 681 | 84 | -23.9 | 0.8 | 645.213 | -0.892 | 4449.374 | 4282.423 | 1.2935 | 1293.4872 | 196847.6804
12 | 9 | 12 | 347 | 128 | -23.9 | 2.2 | 465.497 | -10.244 | 3346.221 | 3219.465 | 1.2887 | 1288.7008 | 196119.2796
12 | 9 | 13 | 421 | 59 | -23.9 | 2.2 | 423.783 | -12.089 | 3059.787 | 2942.524 | 1.2828 | 1282.7688 | 195216.5168
12 | 9 | 14 | 6 | 82 | -21.1 | 3.1 | 106.838 | -19 | 797.758 | 741.832 | 1.2922 | 1292.213 | 196653.7766
12 | 9 | 15 | 0 | 35 | -21.1 | 4.4 | 44.239 | -21.543 | 333.853 | 287.512 | 1.3286 | 1328.6159 | 202193.7009
12 | 9 | 16 | 0 | 6 | -20 | 3.9 | 5.427 | -21.511 | 40.95 | 0.137 | 1.469 | 1469.0362 | 223563.3836
12 | 9 | 17 | 0 | 0 | -19.4 | 4.4 | 0 | -19.4 | 0 | 0 | 1.5742 | 1574.2253 | 239571.4555
12 | 9 | 18 | 0 | 0 | -18.9 | 5.3 | 0 | -18.9 | 0 | 0 | 1.5375 | 1537.5067 | 233983.4827
12 | 9 | 19 | 0 | 0 | -19.4 | 4.4 | 0 | -19.4 | 0 | 0 | 1.4838 | 1483.8495 | 225817.7248
12 | 9 | 20 | 0 | 0 | -17.2 | 5.8 | 0 | -17.2 | 0 | 0 | 1.4306 | 1430.567 | 217709.0006
12 | 9 | 21 | 0 | 0 | -16.1 | 5.3 | 0 | -16.1 | 0 | 0 | 1.3496 | 1349.5572 | 205380.6271
12 | 9 | 22 | 0 | 0 | -15 | 4.4 | 0 | -15 | 0 | 0 | 1.2222 | 1222.2395 | 186004.9398
12 | 9 | 23 | 0 | 0 | -11.7 | 6.7 | 0 | -11.7 | 0 | 0 | 1.0834 | 1083.4136 | 164877.8996
12 | 10 | 0 | 0 | 0 | -11.7 | 5.3 | 0 | -11.7 | 0 | 0 | 0.97147 | 971.4717 | 147842.1688
12 | 10 | 1 | 0 | 0 | -11.1 | 4.4 | 0 | -11.1 | 0 | 0 | 0.9038 | 903.7989 | 137543.4755
12 | 10 | 2 | 0 | 0 | -8.9 | 3.9 | 0 | -8.9 | 0 | 0 | 0.86769 | 867.6873 | 132047.8685
12 | 10 | 3 | 0 | 0 | -6.1 | 5.3 | 0 | -6.1 | 0 | 0 | 0.85341 | 853.408 | 129874.7922
12 | 10 | 4 | 0 | 0 | -5 | 5.3 | 0 | -5 | 0 | 0 | 0.86023 | 860.2267 | 130912.4979
12 | 10 | 5 | 0 | 0 | -1.7 | 3.6 | 0 | -1.7 | 0 | 0 | 0.90414 | 904.136 | 137594.7783
12 | 10 | 6 | 0 | 0 | 0.6 | 6.4 | 0 | 0.6 | 0 | 0 | 1.003 | 1003.0351 | 152645.6071
12 | 10 | 7 | 0 | 0 | 0.6 | 3.1 | 0 | 0.6 | 0 | 0 | 1.1329 | 1132.9104 | 172410.5127
12 | 10 | 8 | 0 | 4 | 2.2 | 2.8 | 3.618 | 0.31 | 25.003 | 0 | 1.2128 | 1212.8218 | 184571.7254
12 | 10 | 9 | 0 | 26 | 1.7 | 3.9 | 25.933 | 0.56 | 179.024 | 135.656 | 1.246 | 1245.9864 | 189618.8333
12 | 10 | 10 | 0 | 69 | 3.3 | 3.6 | 78.067 | 3.41 | 532.441 | 482.122 | 1.2757 | 1275.7476 | 194148.0051
12 | 10 | 11 | 0 | 110 | 3.9 | 5.8 | 131.66 | 5.051 | 891.676 | 833.684 | 1.2935 | 1293.4872 | 196847.6804
12 | 10 | 12 | 0 | 104 | 4.4 | 8.9 | 117.082 | 5.118 | 792.714 | 736.897 | 1.2887 | 1288.7008 | 196119.2796
12 | 10 | 13 | 0 | 81 | 5.6 | 8.9 | 86.34 | 5.889 | 582.636 | 531.281 | 1.2828 | 1282.7688 | 195216.5168
12 | 10 | 14 | 0 | 55 | 4.4 | 9.4 | 57.447 | 4.265 | 390.38 | 342.925 | 1.2922 | 1292.213 | 196653.7766
12 | 10 | 15 | 0 | 24 | 5 | 8.1 | 23.946 | 4.339 | 162.672 | 119.611 | 1.3286 | 1328.6159 | 202193.7009
12 | 10 | 16 | 0 | 4 | 3.3 | 4.4 | 3.618 | 1.822 | 24.843 | 0 | 1.469 | 1469.0362 | 223563.3836
12 | 10 | 17 | 0 | 0 | 2.2 | 3.9 | 0 | 2.2 | 0 | 0 | 1.5742 | 1574.2253 | 239571.4555
12 | 10 | 18 | 0 | 0 | 1.7 | 3.1 | 0 | 1.7 | 0 | 0 | 1.5375 | 1537.5067 | 233983.4827
12 | 10 | 19 | 0 | 0 | -4.4 | 6.4 | 0 | -4.4 | 0 | 0 | 1.4838 | 1483.8495 | 225817.7248
12 | 10 | 20 | 0 | 0 | -7.2 | 6.7 | 0 | -7.2 | 0 | 0 | 1.4306 | 1430.567 | 217709.0006
12 | 10 | 21 | 0 | 0 | -11.1 | 7.5 | 0 | -11.1 | 0 | 0 | 1.3496 | 1349.5572 | 205380.6271
12 | 10 | 22 | 0 | 0 | -13.3 | 5.3 | 0 | -13.3 | 0 | 0 | 1.2222 | 1222.2395 | 186004.9398
12 | 10 | 23 | 0 | 0 | -14.4 | 4.4 | 0 | -14.4 | 0 | 0 | 1.0834 | 1083.4136 | 164877.8996
12 | 11 | 0 | 0 | 0 | -15 | 4.4 | 0 | -15 | 0 | 0 | 0.97147 | 971.4717 | 147842.1688
12 | 11 | 1 | 0 | 0 | -16.7 | 3.9 | 0 | -16.7 | 0 | 0 | 0.9038 | 903.7989 | 137543.4755
12 | 11 | 2 | 0 | 0 | -16.7 | 6.4 | 0 | -16.7 | 0 | 0 | 0.86769 | 867.6873 | 132047.8685
12 | 11 | 3 | 0 | 0 | -17.2 | 5.3 | 0 | -17.2 | 0 | 0 | 0.85341 | 853.408 | 129874.7922
12 | 11 | 4 | 0 | 0 | -17.2 | 3.6 | 0 | -17.2 | 0 | 0 | 0.86023 | 860.2267 | 130912.4979
12 | 11 | 5 | 0 | 0 | -17.8 | 3.9 | 0 | -17.8 | 0 | 0 | 0.90414 | 904.136 | 137594.7783
12 | 11 | 6 | 0 | 0 | -18.3 | 3.9 | 0 | -18.3 | 0 | 0 | 1.003 | 1003.0351 | 152645.6071
12 | 11 | 7 | 0 | 0 | -18.3 | 1.4 | 0 | -18.3 | 0 | 0 | 1.1329 | 1132.9104 | 172410.5127
12 | 11 | 8 | 0 | 6 | -18.9 | 2.2 | 5.427 | -21.02 | 40.873 | 0.061 | 1.2128 | 1212.8218 | 184571.7254
12 | 11 | 9 | 26 | 39 | -20 | 3.1 | 72.166 | -20.112 | 536.624 | 486.218 | 1.246 | 1245.9864 | 189618.8333
12 | 11 | 10 | 27 | 90 | -19.4 | 6.4 | 149.529 | -18.039 | 1110.68 | 1047.712 | 1.2757 | 1275.7476 | 194148.0051
12 | 11 | 11 | 17 | 115 | -18.9 | 2.2 | 153.734 | -16.12 | 1135.022 | 1071.487 | 1.2935 | 1293.4872 | 196847.6804
12 | 11 | 12 | 50 | 115 | -18.3 | 3.1 | 189.875 | -14.925 | 1394.294 | 1324.544 | 1.2887 | 1288.7008 | 196119.2796
12 | 11 | 13 | 219 | 85 | -18.9 | 2.2 | 291.675 | -12.016 | 2108.895 | 2020.368 | 1.2828 | 1282.7688 | 195216.5168
12 | 11 | 14 | 532 | 43 | -21.7 | 2.2 | 433.47 | -10.355 | 3079.843 | 2961.928 | 1.2922 | 1292.213 | 196653.7766
12 | 11 | 15 | 407 | 22 | -22.2 | 0.8 | 253.104 | -12.429 | 1763.435 | 1684.286 | 1.3286 | 1328.6159 | 202193.7009
12 | 11 | 16 | 1 | 6 | -25.6 | 1.4 | 5.832 | -26.601 | 44.571 | 3.692 | 1.469 | 1469.0362 | 223563.3836
12 | 11 | 17 | 0 | 0 | -26.1 | 1.4 | 0 | -26.1 | 0 | 0 | 1.5742 | 1574.2253 | 239571.4555
12 | 11 | 18 | 0 | 0 | -25.6 | 0.8 | 0 | -25.6 | 0 | 0 | 1.5375 | 1537.5067 | 233983.4827
12 | 11 | 19 | 0 | 0 | -24.4 | 3.1 | 0 | -24.4 | 0 | 0 | 1.4838 | 1483.8495 | 225817.7248
12 | 11 | 20 | 0 | 0 | -23.3 | 3.6 | 0 | -23.3 | 0 | 0 | 1.4306 | 1430.567 | 217709.0006
12 | 11 | 21 | 0 | 0 | -22.2 | 3.1 | 0 | -22.2 | 0 | 0 | 1.3496 | 1349.5572 | 205380.6271
12 | 11 | 22 | 0 | 0 | -20 | 3.6 | 0 | -20 | 0 | 0 | 1.2222 | 1222.2395 | 186004.9398
12 | 11 | 23 | 0 | 0 | -18.3 | 3.1 | 0 | -18.3 | 0 | 0 | 1.0834 | 1083.4136 | 164877.8996
12 | 12 | 0 | 0 | 0 | -17.8 | 3.1 | 0 | -17.8 | 0 | 0 | 0.97147 | 971.4717 | 147842.1688
12 | 12 | 1 | 0 | 0 | -17.8 | 2.2 | 0 | -17.8 | 0 | 0 | 0.9038 | 903.7989 | 137543.4755
12 | 12 | 2 | 0 | 0 | -17.8 | 3.9 | 0 | -17.8 | 0 | 0 | 0.86769 | 867.6873 | 132047.8685
12 | 12 | 3 | 0 | 0 | -16.1 | 3.1 | 0 | -16.1 | 0 | 0 | 0.85341 | 853.408 | 129874.7922
12 | 12 | 4 | 0 | 0 | -15 | 3.6 | 0 | -15 | 0 | 0 | 0.86023 | 860.2267 | 130912.4979
12 | 12 | 5 | 0 | 0 | -15 | 1.4 | 0 | -15 | 0 | 0 | 0.90414 | 904.136 | 137594.7783
12 | 12 | 6 | 0 | 0 | -15.6 | 1.4 | 0 | -15.6 | 0 | 0 | 1.003 | 1003.0351 | 152645.6071
12 | 12 | 7 | 0 | 0 | -12.8 | 0 | 0 | -12.8 | 0 | 0 | 1.1329 | 1132.9104 | 172410.5127
12 | 12 | 8 | 0 | 6 | -12.8 | 0 | 5.427 | -17.66 | 40.342 | 0 | 1.2128 | 1212.8218 | 184571.7254
12 | 12 | 9 | 0 | 41 | -8.3 | 3.6 | 56.552 | -8.798 | 405.792 | 358.031 | 1.246 | 1245.9864 | 189618.8333
12 | 12 | 10 | 59 | 106 | -5 | 2.2 | 210.57 | -1.104 | 1458.665 | 1387.323 | 1.2757 | 1275.7476 | 194148.0051
12 | 12 | 11 | 297 | 119 | -1.7 | 3.9 | 407.007 | 6.282 | 2727.951 | 2621.203 | 1.2935 | 1293.4872 | 196847.6804
12 | 12 | 12 | 258 | 116 | -3.9 | 2.2 | 377.041 | 5.812 | 2535.513 | 2434.624 | 1.2887 | 1288.7008 | 196119.2796
12 | 12 | 13 | 139 | 131 | -2.2 | 3.1 | 305.221 | 4.523 | 2065.069 | 1977.762 | 1.2828 | 1282.7688 | 195216.5168
12 | 12 | 14 | 84 | 85 | -2.8 | 2.2 | 187.459 | 1.344 | 1282.255 | 1215.229 | 1.2922 | 1292.213 | 196653.7766
12 | 12 | 15 | 10 | 32 | -3.3 | 2.2 | 48.849 | -3.462 | 341.06 | 294.578 | 1.3286 | 1328.6159 | 202193.7009
12 | 12 | 16 | 0 | 8 | -5.6 | 2.8 | 7.236 | -7.324 | 51.613 | 10.605 | 1.469 | 1469.0362 | 223563.3836
12 | 12 | 17 | 0 | 0 | -5 | 3.9 | 0 | -5 | 0 | 0 | 1.5742 | 1574.2253 | 239571.4555
12 | 12 | 18 | 0 | 0 | -3.9 | 2.8 | 0 | -3.9 | 0 | 0 | 1.5375 | 1537.5067 | 233983.4827
12 | 12 | 19 | 0 | 0 | -3.9 | 2.2 | 0 | -3.9 | 0 | 0 | 1.4838 | 1483.8495 | 225817.7248
12 | 12 | 20 | 0 | 0 | -3.9 | 2.8 | 0 | -3.9 | 0 | 0 | 1.4306 | 1430.567 | 217709.0006
12 | 12 | 21 | 0 | 0 | -2.8 | 3.6 | 0 | -2.8 | 0 | 0 | 1.3496 | 1349.5572 | 205380.6271
12 | 12 | 22 | 0 | 0 | -2.8 | 2.8 | 0 | -2.8 | 0 | 0 | 1.2222 | 1222.2395 | 186004.9398
12 | 12 | 23 | 0 | 0 | -3.3 | 3.1 | 0 | -3.3 | 0 | 0 | 1.0834 | 1083.4136 | 164877.8996
12 | 13 | 0 | 0 | 0 | -2.8 | 1.4 | 0 | -2.8 | 0 | 0 | 0.97147 | 971.4717 | 147842.1688
12 | 13 | 1 | 0 | 0 | -3.3 | 2.2 | 0 | -3.3 | 0 | 0 | 0.9038 | 903.7989 | 137543.4755
12 | 13 | 2 | 0 | 0 | -2.8 | 3.1 | 0 | -2.8 | 0 | 0 | 0.86769 | 867.6873 | 132047.8685
12 | 13 | 3 | 0 | 0 | -2.8 | 2.8 | 0 | -2.8 | 0 | 0 | 0.85341 | 853.408 | 129874.7922
12 | 13 | 4 | 0 | 0 | -2.8 | 2.8 | 0 | -2.8 | 0 | 0 | 0.86023 | 860.2267 | 130912.4979
12 | 13 | 5 | 0 | 0 | -2.8 | 2.8 | 0 | -2.8 | 0 | 0 | 0.90414 | 904.136 | 137594.7783
12 | 13 | 6 | 0 | 0 | -2.2 | 2.8 | 0 | -2.2 | 0 | 0 | 1.003 | 1003.0351 | 152645.6071
12 | 13 | 7 | 0 | 0 | 0.6 | 3.9 | 0 | 0.6 | 0 | 0 | 1.1329 | 1132.9104 | 172410.5127
12 | 13 | 8 | 0 | 5 | 0.6 | 2.8 | 4.523 | -1.278 | 31.462 | 0 | 1.2128 | 1212.8218 | 184571.7254
12 | 13 | 9 | 0 | 30 | 1.1 | 2.2 | 33.807 | -0.134 | 234.062 | 189.65 | 1.246 | 1245.9864 | 189618.8333
12 | 13 | 10 | 67 | 67 | 2.2 | 2.8 | 140.192 | 3.922 | 948.286 | 889.03 | 1.2757 | 1275.7476 | 194148.0051
12 | 13 | 11 | 378 | 91 | 2.2 | 6.4 | 431.636 | 8.449 | 2862.846 | 2751.887 | 1.2935 | 1293.4872 | 196847.6804
12 | 13 | 12 | 401 | 118 | 0 | 3.6 | 494.378 | 10.848 | 3250.007 | 3126.483 | 1.2887 | 1288.7008 | 196119.2796
12 | 13 | 13 | 250 | 132 | 3.9 | 6.7 | 394.517 | 9.773 | 2605.785 | 2502.776 | 1.2828 | 1282.7688 | 195216.5168
12 | 13 | 14 | 209 | 86 | 4.4 | 7.2 | 278.45 | 8.057 | 1843.248 | 1761.983 | 1.2922 | 1292.213 | 196653.7766
12 | 13 | 15 | 202 | 35 | 3.3 | 4.4 | 173.569 | 5.939 | 1134.671 | 1071.144 | 1.3286 | 1328.6159 | 202193.7009
12 | 13 | 16 | 3 | 11 | 2.2 | 3.6 | 11.171 | 1.086 | 76.144 | 34.688 | 1.469 | 1469.0362 | 223563.3836
12 | 13 | 17 | 0 | 0 | 0.6 | 2.8 | 0 | 0.6 | 0 | 0 | 1.5742 | 1574.2253 | 239571.4555
12 | 13 | 18 | 0 | 0 | -0.6 | 2.2 | 0 | -0.6 | 0 | 0 | 1.5375 | 1537.5067 | 233983.4827
12 | 13 | 19 | 0 | 0 | -4.4 | 0 | 0 | -4.4 | 0 | 0 | 1.4838 | 1483.8495 | 225817.7248
12 | 13 | 20 | 0 | 0 | -7.8 | 0.8 | 0 | -7.8 | 0 | 0 | 1.4306 | 1430.567 | 217709.0006
12 | 13 | 21 | 0 | 0 | -8.3 | 0.8 | 0 | -8.3 | 0 | 0 | 1.3496 | 1349.5572 | 205380.6271
12 | 13 | 22 | 0 | 0 | -8.3 | 0.8 | 0 | -8.3 | 0 | 0 | 1.2222 | 1222.2395 | 186004.9398
12 | 13 | 23 | 0 | 0 | -8.3 | 0.8 | 0 | -8.3 | 0 | 0 | 1.0834 | 1083.4136 | 164877.8996
12 | 14 | 0 | 0 | 0 | -6.1 | 0.8 | 0 | -6.1 | 0 | 0 | 0.97147 | 971.4717 | 147842.1688
12 | 14 | 1 | 0 | 0 | -5.6 | 2.2 | 0 | -5.6 | 0 | 0 | 0.9038 | 903.7989 | 137543.4755
12 | 14 | 2 | 0 | 0 | -3.3 | 3.1 | 0 | -3.3 | 0 | 0 | 0.86769 | 867.6873 | 132047.8685
12 | 14 | 3 | 0 | 0 | -6.1 | 2.8 | 0 | -6.1 | 0 | 0 | 0.85341 | 853.408 | 129874.7922
12 | 14 | 4 | 0 | 0 | -5 | 3.1 | 0 | -5 | 0 | 0 | 0.86023 | 860.2267 | 130912.4979
12 | 14 | 5 | 0 | 0 | -5 | 2.8 | 0 | -5 | 0 | 0 | 0.90414 | 904.136 | 137594.7783
12 | 14 | 6 | 0 | 0 | -3.9 | 3.6 | 0 | -3.9 | 0 | 0 | 1.003 | 1003.0351 | 152645.6071
12 | 14 | 7 | 0 | 0 | -6.7 | 2.2 | 0 | -6.7 | 0 | 0 | 1.1329 | 1132.9104 | 172410.5127
12 | 14 | 8 | 0 | 6 | -5.6 | 3.6 | 5.427 | -7.305 | 38.706 | 0 | 1.2128 | 1212.8218 | 184571.7254
12 | 14 | 9 | 102 | 30 | -5 | 2.2 | 107.223 | -4.197 | 736.275 | 681.677 | 1.246 | 1245.9864 | 189618.8333
12 | 14 | 10 | 384 | 52 | -1.1 | 4.4 | 348.903 | 4.906 | 2331.163 | 2236.302 | 1.2757 | 1275.7476 | 194148.0051
12 | 14 | 11 | 620 | 66 | -2.2 | 3.1 | 579.178 | 11.114 | 3791.308 | 3649.027 | 1.2935 | 1293.4872 | 196847.6804
12 | 14 | 12 | 707 | 65 | -2.8 | 3.9 | 665.632 | 11.828 | 4350.64 | 4187.521 | 1.2887 | 1288.7008 | 196119.2796
12 | 14 | 13 | 796 | 41 | -1.1 | 3.9 | 665.149 | 13.7 | 4300.094 | 4138.919 | 1.2828 | 1282.7688 | 195216.5168
12 | 14 | 14 | 742 | 34 | 0 | 6.7 | 549.258 | 8.601 | 3598.745 | 3463.296 | 1.2922 | 1292.213 | 196653.7766
12 | 14 | 15 | 528 | 27 | 0 | 6.7 | 316.056 | 4.619 | 2049.263 | 1962.395 | 1.3286 | 1328.6159 | 202193.7009
12 | 14 | 16 | 2 | 7 | -1.7 | 6.4 | 7.148 | -2.468 | 49.432 | 8.464 | 1.469 | 1469.0362 | 223563.3836
12 | 14 | 17 | 0 | 0 | -1.1 | 8.9 | 0 | -1.1 | 0 | 0 | 1.5742 | 1574.2253 | 239571.4555
12 | 14 | 18 | 0 | 0 | -1.7 | 8.9 | 0 | -1.7 | 0 | 0 | 1.5375 | 1537.5067 | 233983.4827
12 | 14 | 19 | 0 | 0 | -2.8 | 6.4 | 0 | -2.8 | 0 | 0 | 1.4838 | 1483.8495 | 225817.7248
12 | 14 | 20 | 0 | 0 | -2.8 | 5.3 | 0 | -2.8 | 0 | 0 | 1.4306 | 1430.567 | 217709.0006
12 | 14 | 21 | 0 | 0 | -3.3 | 3.6 | 0 | -3.3 | 0 | 0 | 1.3496 | 1349.5572 | 205380.6271
12 | 14 | 22 | 0 | 0 | -5 | 2.2 | 0 | -5 | 0 | 0 | 1.2222 | 1222.2395 | 186004.9398
12 | 14 | 23 | 0 | 0 | -10 | 4.4 | 0 | -10 | 0 | 0 | 1.0834 | 1083.4136 | 164877.8996
12 | 15 | 0 | 0 | 0 | -10.6 | 3.1 | 0 | -10.6 | 0 | 0 | 0.97147 | 971.4717 | 147842.1688
12 | 15 | 1 | 0 | 0 | -10.6 | 3.1 | 0 | -10.6 | 0 | 0 | 0.9038 | 903.7989 | 137543.4755
12 | 15 | 2 | 0 | 0 | -10.6 | 3.9 | 0 | -10.6 | 0 | 0 | 0.86769 | 867.6873 | 132047.8685
12 | 15 | 3 | 0 | 0 | -7.2 | 3.6 | 0 | -7.2 | 0 | 0 | 0.85341 | 853.408 | 129874.7922
12 | 15 | 4 | 0 | 0 | -6.7 | 5.3 | 0 | -6.7 | 0 | 0 | 0.86023 | 860.2267 | 130912.4979
12 | 15 | 5 | 0 | 0 | -6.1 | 5.8 | 0 | -6.1 | 0 | 0 | 0.90414 | 904.136 | 137594.7783
12 | 15 | 6 | 0 | 0 | -5.6 | 8.1 | 0 | -5.6 | 0 | 0 | 1.003 | 1003.0351 | 152645.6071
12 | 15 | 7 | 0 | 0 | -3.9 | 6.7 | 0 | -3.9 | 0 | 0 | 1.1329 | 1132.9104 | 172410.5127
12 | 15 | 8 | 0 | 2 | -1.1 | 5.3 | 1.809 | -2.496 | 12.649 | 0 | 1.2128 | 1212.8218 | 184571.7254
12 | 15 | 9 | 0 | 14 | -2.2 | 4.4 | 12.601 | -3.559 | 88.498 | 46.815 | 1.246 | 1245.9864 | 189618.8333
12 | 15 | 10 | 0 | 31 | -2.2 | 5.8 | 27.959 | -3.039 | 195.934 | 152.247 | 1.2757 | 1275.7476 | 194148.0051
12 | 15 | 11 | 0 | 61 | -1.7 | 4.4 | 59.418 | -2.007 | 414.618 | 366.682 | 1.2935 | 1293.4872 | 196847.6804
12 | 15 | 12 | 6 | 106 | -1.1 | 4.4 | 126.477 | 0.087 | 874.609 | 816.996 | 1.2887 | 1288.7008 | 196119.2796
12 | 15 | 13 | 38 | 110 | -1.1 | 5.8 | 178.91 | 0.949 | 1231.155 | 1165.352 | 1.2828 | 1282.7688 | 195216.5168
12 | 15 | 14 | 34 | 70 | -2.2 | 4.4 | 114.858 | -1.027 | 795.134 | 739.264 | 1.2922 | 1292.213 | 196653.7766
12 | 15 | 15 | 6 | 31 | -4.4 | 2.2 | 39.651 | -5.098 | 279.13 | 233.853 | 1.3286 | 1328.6159 | 202193.7009
12 | 15 | 16 | 0 | 8 | -4.4 | 1.4 | 7.236 | -6.604 | 51.461 | 10.457 | 1.469 | 1469.0362 | 223563.3836
12 | 15 | 17 | 0 | 0 | -5.6 | 2.2 | 0 | -5.6 | 0 | 0 | 1.5742 | 1574.2253 | 239571.4555
12 | 15 | 18 | 0 | 0 | -4.4 | 1.4 | 0 | -4.4 | 0 | 0 | 1.5375 | 1537.5067 | 233983.4827
12 | 15 | 19 | 0 | 0 | -5.6 | 2.8 | 0 | -5.6 | 0 | 0 | 1.4838 | 1483.8495 | 225817.7248
12 | 15 | 20 | 0 | 0 | 3.3 | 5.3 | 0 | 3.3 | 0 | 0 | 1.4306 | 1430.567 | 217709.0006
12 | 15 | 21 | 0 | 0 | 3.9 | 5.3 | 0 | 3.9 | 0 | 0 | 1.3496 | 1349.5572 | 205380.6271
12 | 15 | 22 | 0 | 0 | 5 | 3.9 | 0 | 5 | 0 | 0 | 1.2222 | 1222.2395 | 186004.9398
12 | 15 | 23 | 0 | 0 | 3.3 | 3.6 | 0 | 3.3 | 0 | 0 | 1.0834 | 1083.4136 | 164877.8996
12 | 16 | 0 | 0 | 0 | 2.8 | 2.2 | 0 | 2.8 | 0 | 0 | 0.97147 | 971.4717 | 147842.1688
12 | 16 | 1 | 0 | 0 | 2.2 | 1.4 | 0 | 2.2 | 0 | 0 | 0.9038 | 903.7989 | 137543.4755
12 | 16 | 2 | 0 | 0 | 2.8 | 2.2 | 0 | 2.8 | 0 | 0 | 0.86769 | 867.6873 | 132047.8685
12 | 16 | 3 | 0 | 0 | 2.2 | 1.4 | 0 | 2.2 | 0 | 0 | 0.85341 | 853.408 | 129874.7922
12 | 16 | 4 | 0 | 0 | 1.7 | 2.2 | 0 | 1.7 | 0 | 0 | 0.86023 | 860.2267 | 130912.4979
12 | 16 | 5 | 0 | 0 | 1.7 | 3.9 | 0 | 1.7 | 0 | 0 | 0.90414 | 904.136 | 137594.7783
12 | 16 | 6 | 0 | 0 | 1.7 | 3.6 | 0 | 1.7 | 0 | 0 | 1.003 | 1003.0351 | 152645.6071
12 | 16 | 7 | 0 | 0 | 1.7 | 3.9 | 0 | 1.7 | 0 | 0 | 1.1329 | 1132.9104 | 172410.5127
12 | 16 | 8 | 0 | 3 | 1.7 | 3.6 | 2.714 | -0.04 | 18.78 | 0 | 1.2128 | 1212.8218 | 184571.7254
12 | 16 | 9 | 0 | 21 | 1.1 | 2.2 | 19.566 | -0.539 | 135.697 | 93.141 | 1.246 | 1245.9864 | 189618.8333
12 | 16 | 10 | 0 | 57 | 1.1 | 2.2 | 61.116 | 0.686 | 421.675 | 373.598 | 1.2757 | 1275.7476 | 194148.0051
12 | 16 | 11 | 16 | 106 | 2.2 | 2.8 | 139.586 | 3.989 | 948.886 | 889.616 | 1.2935 | 1293.4872 | 196847.6804
12 | 16 | 12 | 37 | 130 | 2.2 | 2.8 | 211.846 | 6.07 | 1427.043 | 1356.485 | 1.2887 | 1288.7008 | 196119.2796
12 | 16 | 13 | 16 | 114 | 1.7 | 1.4 | 153.794 | 5.067 | 1040.73 | 979.376 | 1.2828 | 1282.7688 | 195216.5168
12 | 16 | 14 | 0 | 75 | 1.1 | 2.8 | 91.541 | 1.929 | 628.285 | 575.978 | 1.2922 | 1292.213 | 196653.7766
12 | 16 | 15 | 0 | 38 | 0 | 3.1 | 51.539 | -0.392 | 357.216 | 310.417 | 1.3286 | 1328.6159 | 202193.7009
12 | 16 | 16 | 0 | 7 | -0.6 | 3.9 | 6.332 | -2.09 | 44.197 | 3.324 | 1.469 | 1469.0362 | 223563.3836
12 | 16 | 17 | 0 | 0 | -2.8 | 2.2 | 0 | -2.8 | 0 | 0 | 1.5742 | 1574.2253 | 239571.4555
12 | 16 | 18 | 0 | 0 | -1.7 | 3.1 | 0 | -1.7 | 0 | 0 | 1.5375 | 1537.5067 | 233983.4827
12 | 16 | 19 | 0 | 0 | -2.2 | 3.6 | 0 | -2.2 | 0 | 0 | 1.4838 | 1483.8495 | 225817.7248
12 | 16 | 20 | 0 | 0 | -2.8 | 2.8 | 0 | -2.8 | 0 | 0 | 1.4306 | 1430.567 | 217709.0006
12 | 16 | 21 | 0 | 0 | -2.2 | 3.1 | 0 | -2.2 | 0 | 0 | 1.3496 | 1349.5572 | 205380.6271
12 | 16 | 22 | 0 | 0 | -2.2 | 3.9 | 0 | -2.2 | 0 | 0 | 1.2222 | 1222.2395 | 186004.9398
12 | 16 | 23 | 0 | 0 | -2.8 | 3.6 | 0 | -2.8 | 0 | 0 | 1.0834 | 1083.4136 | 164877.8996
12 | 17 | 0 | 0 | 0 | -3.3 | 3.1 | 0 | -3.3 | 0 | 0 | 0.97147 | 971.4717 | 147842.1688
12 | 17 | 1 | 0 | 0 | -3.9 | 3.6 | 0 | -3.9 | 0 | 0 | 0.9038 | 903.7989 | 137543.4755
12 | 17 | 2 | 0 | 0 | -4.4 | 1.4 | 0 | -4.4 | 0 | 0 | 0.86769 | 867.6873 | 132047.8685
12 | 17 | 3 | 0 | 0 | -6.1 | 0.8 | 0 | -6.1 | 0 | 0 | 0.85341 | 853.408 | 129874.7922
12 | 17 | 4 | 0 | 0 | -9.4 | 0.6 | 0 | -9.4 | 0 | 0 | 0.86023 | 860.2267 | 130912.4979
12 | 17 | 5 | 0 | 0 | -10.6 | 0.8 | 0 | -10.6 | 0 | 0 | 0.90414 | 904.136 | 137594.7783
12 | 17 | 6 | 0 | 0 | -9.4 | 1.4 | 0 | -9.4 | 0 | 0 | 1.003 | 1003.0351 | 152645.6071
12 | 17 | 7 | 0 | 0 | -10 | 1.4 | 0 | -10 | 0 | 0 | 1.1329 | 1132.9104 | 172410.5127
12 | 17 | 8 | 0 | 4 | -9.4 | 2.2 | 3.618 | -11.557 | 26.252 | 0 | 1.2128 | 1212.8218 | 184571.7254
12 | 17 | 9 | 157 | 25 | -11.1 | 0 | 134.719 | -8.745 | 936.404 | 877.415 | 1.246 | 1245.9864 | 189618.8333
12 | 17 | 10 | 634 | 41 | -6.7 | 2.2 | 489.251 | 5.167 | 3255.568 | 3131.858 | 1.2757 | 1275.7476 | 194148.0051
12 | 17 | 11 | 771 | 49 | -5 | 1.4 | 661.236 | 15.064 | 4249.337 | 4090.102 | 1.2935 | 1293.4872 | 196847.6804
12 | 17 | 12 | 773 | 77 | -4.4 | 2.2 | 727.762 | 15.494 | 4679.211 | 4503.161 | 1.2887 | 1288.7008 | 196119.2796
12 | 17 | 13 | 719 | 86 | -3.3 | 2.2 | 666.805 | 15.174 | 4286.117 | 4125.478 | 1.2828 | 1282.7688 | 195216.5168
12 | 17 | 14 | 502 | 51 | -3.3 | 3.1 | 424.062 | 7.145 | 2802.694 | 2693.623 | 1.2922 | 1292.213 | 196653.7766
12 | 17 | 15 | 138 | 22 | -2.8 | 0 | 120.839 | 4.469 | 795.832 | 739.948 | 1.3286 | 1328.6159 | 202193.7009
12 | 17 | 16 | 0 | 4 | -5.6 | 2.2 | 3.618 | -7.301 | 25.804 | 0 | 1.469 | 1469.0362 | 223563.3836
12 | 17 | 17 | 0 | 0 | -6.1 | 2.2 | 0 | -6.1 | 0 | 0 | 1.5742 | 1574.2253 | 239571.4555
12 | 17 | 18 | 0 | 0 | -6.7 | 2.2 | 0 | -6.7 | 0 | 0 | 1.5375 | 1537.5067 | 233983.4827
12 | 17 | 19 | 0 | 0 | -7.2 | 2.8 | 0 | -7.2 | 0 | 0 | 1.4838 | 1483.8495 | 225817.7248
12 | 17 | 20 | 0 | 0 | -7.8 | 0.8 | 0 | -7.8 | 0 | 0 | 1.4306 | 1430.567 | 217709.0006
12 | 17 | 21 | 0 | 0 | -5 | 1.4 | 0 | -5 | 0 | 0 | 1.3496 | 1349.5572 | 205380.6271
12 | 17 | 22 | 0 | 0 | -4.4 | 0 | 0 | -4.4 | 0 | 0 | 1.2222 | 1222.2395 | 186004.9398
12 | 17 | 23 | 0 | 0 | -3.9 | 0 | 0 | -3.9 | 0 | 0 | 1.0834 | 1083.4136 | 164877.8996
12 | 18 | 0 | 0 | 0 | -3.3 | 1.4 | 0 | -3.3 | 0 | 0 | 0.97147 | 971.4717 | 147842.1688
12 | 18 | 1 | 0 | 0 | -4.4 | 3.9 | 0 | -4.4 | 0 | 0 | 0.9038 | 903.7989 | 137543.4755
12 | 18 | 2 | 0 | 0 | -4.4 | 5.3 | 0 | -4.4 | 0 | 0 | 0.86769 | 867.6873 | 132047.8685
12 | 18 | 3 | 0 | 0 | -6.1 | 3.6 | 0 | -6.1 | 0 | 0 | 0.85341 | 853.408 | 129874.7922
12 | 18 | 4 | 0 | 0 | -6.1 | 3.6 | 0 | -6.1 | 0 | 0 | 0.86023 | 860.2267 | 130912.4979
12 | 18 | 5 | 0 | 0 | -6.7 | 1.4 | 0 | -6.7 | 0 | 0 | 0.90414 | 904.136 | 137594.7783
12 | 18 | 6 | 0 | 0 | -7.2 | 2.2 | 0 | -7.2 | 0 | 0 | 1.003 | 1003.0351 | 152645.6071
12 | 18 | 7 | 0 | 0 | -7.2 | 2.2 | 0 | -7.2 | 0 | 0 | 1.1329 | 1132.9104 | 172410.5127
12 | 18 | 8 | 0 | 5 | -7.2 | 2.2 | 4.523 | -9.332 | 32.522 | 0 | 1.2128 | 1212.8218 | 184571.7254
12 | 18 | 9 | 0 | 38 | -8.3 | 3.9 | 52.598 | -8.86 | 377.52 | 330.32 | 1.246 | 1245.9864 | 189618.8333
12 | 18 | 10 | 201 | 88 | -10 | 2.2 | 277.985 | -4.182 | 1938.677 | 1854.842 | 1.2757 | 1275.7476 | 194148.0051
12 | 18 | 11 | 425 | 117 | -9.4 | 2.2 | 494.79 | 3.197 | 3356.519 | 3229.414 | 1.2935 | 1293.4872 | 196847.6804
12 | 18 | 12 | 135 | 152 | -10 | 1.4 | 342.813 | 0.812 | 2358.703 | 2263.042 | 1.2887 | 1288.7008 | 196119.2796
12 | 18 | 13 | 225 | 107 | -9.4 | 1.4 | 333.754 | 0.385 | 2294.558 | 2200.756 | 1.2828 | 1282.7688 | 195216.5168
12 | 18 | 14 | 247 | 72 | -10.6 | 2.2 | 278.705 | -3.709 | 1936.303 | 1852.532 | 1.2922 | 1292.213 | 196653.7766
12 | 18 | 15 | 6 | 31 | -11.1 | 2.2 | 39.517 | -11.169 | 285.146 | 239.752 | 1.3286 | 1328.6159 | 202193.7009
12 | 18 | 16 | 0 | 5 | -12.2 | 0.8 | 4.523 | -14.96 | 33.263 | 0 | 1.469 | 1469.0362 | 223563.3836
12 | 18 | 17 | 0 | 0 | -11.7 | 0 | 0 | -11.7 | 0 | 0 | 1.5742 | 1574.2253 | 239571.4555
12 | 18 | 18 | 0 | 0 | -12.2 | 1.4 | 0 | -12.2 | 0 | 0 | 1.5375 | 1537.5067 | 233983.4827
12 | 18 | 19 | 0 | 0 | -11.1 | 0 | 0 | -11.1 | 0 | 0 | 1.4838 | 1483.8495 | 225817.7248
12 | 18 | 20 | 0 | 0 | -12.8 | 0.8 | 0 | -12.8 | 0 | 0 | 1.4306 | 1430.567 | 217709.0006
12 | 18 | 21 | 0 | 0 | -15.6 | 2.2 | 0 | -15.6 | 0 | 0 | 1.3496 | 1349.5572 | 205380.6271
12 | 18 | 22 | 0 | 0 | -15 | 2.2 | 0 | -15 | 0 | 0 | 1.2222 | 1222.2395 | 186004.9398
12 | 18 | 23 | 0 | 0 | -15 | 0.8 | 0 | -15 | 0 | 0 | 1.0834 | 1083.4136 | 164877.8996
12 | 19 | 0 | 0 | 0 | -18.9 | 0 | 0 | -18.9 | 0 | 0 | 0.97147 | 971.4717 | 147842.1688
12 | 19 | 1 | 0 | 0 | -16.7 | 1.4 | 0 | -16.7 | 0 | 0 | 0.9038 | 903.7989 | 137543.4755
12 | 19 | 2 | 0 | 0 | -14.4 | 2.2 | 0 | -14.4 | 0 | 0 | 0.86769 | 867.6873 | 132047.8685
12 | 19 | 3 | 0 | 0 | -15 | 2.8 | 0 | -15 | 0 | 0 | 0.85341 | 853.408 | 129874.7922
12 | 19 | 4 | 0 | 0 | -15 | 2.8 | 0 | -15 | 0 | 0 | 0.86023 | 860.2267 | 130912.4979
12 | 19 | 5 | 0 | 0 | -15.6 | 0.8 | 0 | -15.6 | 0 | 0 | 0.90414 | 904.136 | 137594.7783
12 | 19 | 6 | 0 | 0 | -16.1 | 2.2 | 0 | -16.1 | 0 | 0 | 1.003 | 1003.0351 | 152645.6071
12 | 19 | 7 | 0 | 0 | -16.1 | 0.8 | 0 | -16.1 | 0 | 0 | 1.1329 | 1132.9104 | 172410.5127
12 | 19 | 8 | 0 | 6 | -12.2 | 3.1 | 5.427 | -14.062 | 39.774 | 0 | 1.2128 | 1212.8218 | 184571.7254
12 | 19 | 9 | 0 | 26 | -10.6 | 3.1 | 28.129 | -11.874 | 204.361 | 160.514 | 1.246 | 1245.9864 | 189618.8333
12 | 19 | 10 | 0 | 58 | -10.6 | 3.6 | 63.347 | -10.875 | 458.382 | 409.568 | 1.2757 | 1275.7476 | 194148.0051
12 | 19 | 11 | 0 | 85 | -10.6 | 3.1 | 93.857 | -10.017 | 676.809 | 623.48 | 1.2935 | 1293.4872 | 196847.6804
12 | 19 | 12 | 0 | 99 | -10.6 | 3.9 | 111.301 | -9.605 | 801.269 | 745.266 | 1.2887 | 1288.7008 | 196119.2796
12 | 19 | 13 | 3 | 89 | -10.6 | 3.9 | 101.858 | -9.78 | 733.653 | 679.111 | 1.2828 | 1282.7688 | 195216.5168
12 | 19 | 14 | 12 | 65 | -11.1 | 4.4 | 81.664 | -10.792 | 589.617 | 538.117 | 1.2922 | 1292.213 | 196653.7766
12 | 19 | 15 | 12 | 35 | -12.2 | 3.6 | 56.958 | -12.486 | 412.546 | 364.651 | 1.3286 | 1328.6159 | 202193.7009
12 | 19 | 16 | 0 | 6 | -13.9 | 3.1 | 5.427 | -15.603 | 40.017 | 0 | 1.469 | 1469.0362 | 223563.3836
12 | 19 | 17 | 0 | 0 | -14.4 | 3.1 | 0 | -14.4 | 0 | 0 | 1.5742 | 1574.2253 | 239571.4555
12 | 19 | 18 | 0 | 0 | -14.4 | 3.9 | 0 | -14.4 | 0 | 0 | 1.5375 | 1537.5067 | 233983.4827
12 | 19 | 19 | 0 | 0 | -15 | 3.6 | 0 | -15 | 0 | 0 | 1.4838 | 1483.8495 | 225817.7248
12 | 19 | 20 | 0 | 0 | -15 | 3.1 | 0 | -15 | 0 | 0 | 1.4306 | 1430.567 | 217709.0006
12 | 19 | 21 | 0 | 0 | -15.6 | 3.9 | 0 | -15.6 | 0 | 0 | 1.3496 | 1349.5572 | 205380.6271
12 | 19 | 22 | 0 | 0 | -15 | 5.3 | 0 | -15 | 0 | 0 | 1.2222 | 1222.2395 | 186004.9398
12 | 19 | 23 | 0 | 0 | -16.1 | 5.3 | 0 | -16.1 | 0 | 0 | 1.0834 | 1083.4136 | 164877.8996
12 | 20 | 0 | 0 | 0 | -16.1 | 4.4 | 0 | -16.1 | 0 | 0 | 0.97147 | 971.4717 | 147842.1688
12 | 20 | 1 | 0 | 0 | -15 | 3.9 | 0 | -15 | 0 | 0 | 0.9038 | 903.7989 | 137543.4755
12 | 20 | 2 | 0 | 0 | -13.3 | 6.4 | 0 | -13.3 | 0 | 0 | 0.86769 | 867.6873 | 132047.8685
12 | 20 | 3 | 0 | 0 | -13.3 | 5.8 | 0 | -13.3 | 0 | 0 | 0.85341 | 853.408 | 129874.7922
12 | 20 | 4 | 0 | 0 | -12.2 | 3.9 | 0 | -12.2 | 0 | 0 | 0.86023 | 860.2267 | 130912.4979
12 | 20 | 5 | 0 | 0 | -12.2 | 4.4 | 0 | -12.2 | 0 | 0 | 0.90414 | 904.136 | 137594.7783
12 | 20 | 6 | 0 | 0 | -11.7 | 3.6 | 0 | -11.7 | 0 | 0 | 1.003 | 1003.0351 | 152645.6071
12 | 20 | 7 | 0 | 0 | -11.1 | 7.2 | 0 | -11.1 | 0 | 0 | 1.1329 | 1132.9104 | 172410.5127
12 | 20 | 8 | 0 | 5 | -10 | 5.3 | 4.523 | -11.355 | 32.788 | 0 | 1.2128 | 1212.8218 | 184571.7254
12 | 20 | 9 | 0 | 31 | -10 | 3.1 | 37.809 | -11.028 | 273.756 | 228.583 | 1.246 | 1245.9864 | 189618.8333
12 | 20 | 10 | 0 | 74 | -10 | 3.6 | 91.407 | -9.577 | 657.972 | 605.041 | 1.2757 | 1275.7476 | 194148.0051
12 | 20 | 11 | 0 | 97 | -10 | 3.6 | 113.326 | -8.914 | 813.564 | 757.293 | 1.2935 | 1293.4872 | 196847.6804
12 | 20 | 12 | 0 | 84 | -10 | 2.8 | 88.809 | -9.371 | 638.742 | 586.216 | 1.2887 | 1288.7008 | 196119.2796
12 | 20 | 13 | 23 | 78 | -8.3 | 3.1 | 109.571 | -7.247 | 780.125 | 724.581 | 1.2828 | 1282.7688 | 195216.5168
12 | 20 | 14 | 186 | 92 | -5.6 | 0 | 275.869 | 4.528 | 1856.474 | 1774.855 | 1.2922 | 1292.213 | 196653.7766
12 | 20 | 15 | 446 | 69 | -8.9 | 3.6 | 328.041 | -2.227 | 2210.613 | 2119.216 | 1.3286 | 1328.6159 | 202193.7009
12 | 20 | 16 | 2 | 16 | -6.7 | 0.8 | 15.299 | -6.857 | 108.37 | 66.32 | 1.469 | 1469.0362 | 223563.3836
12 | 20 | 17 | 0 | 0 | -7.8 | 2.8 | 0 | -7.8 | 0 | 0 | 1.5742 | 1574.2253 | 239571.4555
12 | 20 | 18 | 0 | 0 | -7.8 | 2.2 | 0 | -7.8 | 0 | 0 | 1.5375 | 1537.5067 | 233983.4827
12 | 20 | 19 | 0 | 0 | 0 | 7.2 | 0 | 0 | 0 | 0 | 1.4838 | 1483.8495 | 225817.7248
12 | 20 | 20 | 0 | 0 | 0.6 | 3.6 | 0 | 0.6 | 0 | 0 | 1.4306 | 1430.567 | 217709.0006
12 | 20 | 21 | 0 | 0 | 0 | 2.8 | 0 | 0 | 0 | 0 | 1.3496 | 1349.5572 | 205380.6271
12 | 20 | 22 | 0 | 0 | 1.1 | 3.9 | 0 | 1.1 | 0 | 0 | 1.2222 | 1222.2395 | 186004.9398
12 | 20 | 23 | 0 | 0 | 1.7 | 4.4 | 0 | 1.7 | 0 | 0 | 1.0834 | 1083.4136 | 164877.8996
12 | 21 | 0 | 0 | 0 | 1.7 | 3.9 | 0 | 1.7 | 0 | 0 | 0.97147 | 971.4717 | 147842.1688
12 | 21 | 1 | 0 | 0 | 1.1 | 4.4 | 0 | 1.1 | 0 | 0 | 0.9038 | 903.7989 | 137543.4755
12 | 21 | 2 | 0 | 0 | 2.2 | 7.5 | 0 | 2.2 | 0 | 0 | 0.86769 | 867.6873 | 132047.8685
12 | 21 | 3 | 0 | 0 | 1.7 | 10.8 | 0 | 1.7 | 0 | 0 | 0.85341 | 853.408 | 129874.7922
12 | 21 | 4 | 0 | 0 | 1.1 | 8.1 | 0 | 1.1 | 0 | 0 | 0.86023 | 860.2267 | 130912.4979
12 | 21 | 5 | 0 | 0 | 0.6 | 6.4 | 0 | 0.6 | 0 | 0 | 0.90414 | 904.136 | 137594.7783
12 | 21 | 6 | 0 | 0 | 0.6 | 8.1 | 0 | 0.6 | 0 | 0 | 1.003 | 1003.0351 | 152645.6071
12 | 21 | 7 | 0 | 0 | 0 | 7.5 | 0 | 0 | 0 | 0 | 1.1329 | 1132.9104 | 172410.5127
12 | 21 | 8 | 0 | 4 | -0.6 | 5.8 | 3.618 | -1.87 | 25.232 | 0 | 1.2128 | 1212.8218 | 184571.7254
12 | 21 | 9 | 0 | 27 | -0.6 | 4.4 | 30.262 | -1.573 | 210.782 | 166.814 | 1.246 | 1245.9864 | 189618.8333
12 | 21 | 10 | 102 | 68 | -0.6 | 4.4 | 166.799 | 1.389 | 1137.984 | 1074.379 | 1.2757 | 1275.7476 | 194148.0051
12 | 21 | 11 | 348 | 76 | -0.6 | 5.3 | 387.143 | 5.601 | 2598.351 | 2495.567 | 1.2935 | 1293.4872 | 196847.6804
12 | 21 | 12 | 556 | 61 | -0.6 | 5.3 | 543.097 | 8.906 | 3596.056 | 3460.701 | 1.2887 | 1288.7008 | 196119.2796
12 | 21 | 13 | 797 | 39 | -1.1 | 5.8 | 663.775 | 10.264 | 4357.263 | 4193.889 | 1.2828 | 1282.7688 | 195216.5168
12 | 21 | 14 | 690 | 32 | -1.1 | 5.3 | 515.339 | 8.306 | 3383.044 | 3255.039 | 1.2922 | 1292.213 | 196653.7766
12 | 21 | 15 | 484 | 22 | -1.7 | 5.8 | 298.091 | 3.036 | 1951.315 | 1867.135 | 1.3286 | 1328.6159 | 202193.7009
12 | 21 | 16 | 2 | 6 | -3.9 | 3.1 | 6.255 | -4.854 | 43.628 | 2.766 | 1.469 | 1469.0362 | 223563.3836
12 | 21 | 17 | 0 | 0 | -2.8 | 3.9 | 0 | -2.8 | 0 | 0 | 1.5742 | 1574.2253 | 239571.4555
12 | 21 | 18 | 0 | 0 | -5 | 3.1 | 0 | -5 | 0 | 0 | 1.5375 | 1537.5067 | 233983.4827
12 | 21 | 19 | 0 | 0 | -7.2 | 2.8 | 0 | -7.2 | 0 | 0 | 1.4838 | 1483.8495 | 225817.7248
12 | 21 | 20 | 0 | 0 | -9.4 | 2.2 | 0 | -9.4 | 0 | 0 | 1.4306 | 1430.567 | 217709.0006
12 | 21 | 21 | 0 | 0 | -11.1 | 1.4 | 0 | -11.1 | 0 | 0 | 1.3496 | 1349.5572 | 205380.6271
12 | 21 | 22 | 0 | 0 | -10 | 0.8 | 0 | -10 | 0 | 0 | 1.2222 | 1222.2395 | 186004.9398
12 | 21 | 23 | 0 | 0 | -13.3 | 0.8 | 0 | -13.3 | 0 | 0 | 1.0834 | 1083.4136 | 164877.8996
12 | 22 | 0 | 0 | 0 | -12.8 | 0.8 | 0 | -12.8 | 0 | 0 | 0.97147 | 971.4717 | 147842.1688
12 | 22 | 1 | 0 | 0 | -15 | 0.6 | 0 | -15 | 0 | 0 | 0.9038 | 903.7989 | 137543.4755
12 | 22 | 2 | 0 | 0 | -16.1 | 0 | 0 | -16.1 | 0 | 0 | 0.86769 | 867.6873 | 132047.8685
12 | 22 | 3 | 0 | 0 | -19.4 | 0 | 0 | -19.4 | 0 | 0 | 0.85341 | 853.408 | 129874.7922
12 | 22 | 4 | 0 | 0 | -18.9 | 2.8 | 0 | -18.9 | 0 | 0 | 0.86023 | 860.2267 | 130912.4979
12 | 22 | 5 | 0 | 0 | -15.6 | 0.6 | 0 | -15.6 | 0 | 0 | 0.90414 | 904.136 | 137594.7783
12 | 22 | 6 | 0 | 0 | -13.9 | 0 | 0 | -13.9 | 0 | 0 | 1.003 | 1003.0351 | 152645.6071
12 | 22 | 7 | 0 | 0 | -12.2 | 4.4 | 0 | -12.2 | 0 | 0 | 1.1329 | 1132.9104 | 172410.5127
12 | 22 | 8 | 0 | 8 | -12.2 | 3.1 | 7.236 | -14.009 | 53.021 | 11.987 | 1.2128 | 1212.8218 | 184571.7254
12 | 22 | 9 | 22 | 34 | -9.4 | 5.8 | 61.661 | -9.643 | 439.608 | 391.171 | 1.246 | 1245.9864 | 189618.8333
12 | 22 | 10 | 58 | 76 | -8.3 | 5.8 | 145.229 | -6.961 | 1028.75 | 967.671 | 1.2757 | 1275.7476 | 194148.0051
12 | 22 | 11 | 148 | 114 | -7.8 | 3.9 | 280.185 | -2.836 | 1954.184 | 1869.927 | 1.2935 | 1293.4872 | 196847.6804
12 | 22 | 12 | 285 | 124 | -7.2 | 3.1 | 411.792 | 1.956 | 2814.791 | 2705.342 | 1.2887 | 1288.7008 | 196119.2796
12 | 22 | 13 | 168 | 114 | -5 | 3.9 | 294.451 | 0.897 | 2021.586 | 1935.482 | 1.2828 | 1282.7688 | 195216.5168
12 | 22 | 14 | 139 | 78 | -4.4 | 3.1 | 209.608 | -0.254 | 1439.832 | 1368.957 | 1.2922 | 1292.213 | 196653.7766
12 | 22 | 15 | 239 | 46 | -4.4 | 3.1 | 210.249 | -0.479 | 1415.419 | 1345.149 | 1.3286 | 1328.6159 | 202193.7009
12 | 22 | 16 | 1 | 7 | -6.1 | 3.6 | 6.746 | -7.262 | 47.836 | 6.897 | 1.469 | 1469.0362 | 223563.3836
12 | 22 | 17 | 0 | 0 | -7.2 | 3.6 | 0 | -7.2 | 0 | 0 | 1.5742 | 1574.2253 | 239571.4555
12 | 22 | 18 | 0 | 0 | -5.6 | 2.8 | 0 | -5.6 | 0 | 0 | 1.5375 | 1537.5067 | 233983.4827
12 | 22 | 19 | 0 | 0 | -5 | 3.1 | 0 | -5 | 0 | 0 | 1.4838 | 1483.8495 | 225817.7248
12 | 22 | 20 | 0 | 0 | -6.1 | 3.6 | 0 | -6.1 | 0 | 0 | 1.4306 | 1430.567 | 217709.0006
12 | 22 | 21 | 0 | 0 | -3.3 | 2.8 | 0 | -3.3 | 0 | 0 | 1.3496 | 1349.5572 | 205380.6271
12 | 22 | 22 | 0 | 0 | -3.3 | 3.1 | 0 | -3.3 | 0 | 0 | 1.2222 | 1222.2395 | 186004.9398
12 | 22 | 23 | 0 | 0 | -2.8 | 3.9 | 0 | -2.8 | 0 | 0 | 1.0834 | 1083.4136 | 164877.8996
12 | 23 | 0 | 0 | 0 | -5 | 3.6 | 0 | -5 | 0 | 0 | 0.97147 | 971.4717 | 147842.1688
12 | 23 | 1 | 0 | 0 | -5 | 3.9 | 0 | -5 | 0 | 0 | 0.9038 | 903.7989 | 137543.4755
12 | 23 | 2 | 0 | 0 | -5.6 | 4.4 | 0 | -5.6 | 0 | 0 | 0.86769 | 867.6873 | 132047.8685
12 | 23 | 3 | 0 | 0 | -8.3 | 3.6 | 0 | -8.3 | 0 | 0 | 0.85341 | 853.408 | 129874.7922
12 | 23 | 4 | 0 | 0 | -8.3 | 1.4 | 0 | -8.3 | 0 | 0 | 0.86023 | 860.2267 | 130912.4979
12 | 23 | 5 | 0 | 0 | -7.2 | 0.6 | 0 | -7.2 | 0 | 0 | 0.90414 | 904.136 | 137594.7783
12 | 23 | 6 | 0 | 0 | -7.2 | 3.9 | 0 | -7.2 | 0 | 0 | 1.003 | 1003.0351 | 152645.6071
12 | 23 | 7 | 0 | 0 | -9.4 | 3.1 | 0 | -9.4 | 0 | 0 | 1.1329 | 1132.9104 | 172410.5127
12 | 23 | 8 | 1 | 6 | -8.3 | 2.2 | 5.832 | -10.388 | 41.834 | 1.004 | 1.2128 | 1212.8218 | 184571.7254
12 | 23 | 9 | 424 | 21 | -7.8 | 1.4 | 254.166 | -2.2 | 1692.978 | 1615.673 | 1.246 | 1245.9864 | 189618.8333
12 | 23 | 10 | 674 | 29 | -7.2 | 3.1 | 491.68 | 3.848 | 3284.712 | 3160.027 | 1.2757 | 1275.7476 | 194148.0051
12 | 23 | 11 | 788 | 36 | -5.6 | 3.6 | 647.186 | 9.046 | 4268.794 | 4108.817 | 1.2935 | 1293.4872 | 196847.6804
12 | 23 | 12 | 726 | 41 | -4.4 | 2.2 | 640.933 | 13.18 | 4162.036 | 4006.109 | 1.2887 | 1288.7008 | 196119.2796
12 | 23 | 13 | 493 | 57 | -2.2 | 5.3 | 475.413 | 6.41 | 3177.575 | 3056.456 | 1.2828 | 1282.7688 | 195216.5168
12 | 23 | 14 | 166 | 68 | 0 | 8.1 | 219.032 | 2.545 | 1485.182 | 1413.178 | 1.2922 | 1292.213 | 196653.7766
12 | 23 | 15 | 0 | 39 | -0.6 | 5.8 | 52.494 | -0.705 | 364.315 | 317.375 | 1.3286 | 1328.6159 | 202193.7009
12 | 23 | 16 | 0 | 7 | -0.6 | 5.8 | 6.332 | -1.77 | 44.138 | 3.266 | 1.469 | 1469.0362 | 223563.3836
12 | 23 | 17 | 0 | 0 | 0 | 7.2 | 0 | 0 | 0 | 0 | 1.5742 | 1574.2253 | 239571.4555
12 | 23 | 18 | 0 | 0 | 0 | 8.1 | 0 | 0 | 0 | 0 | 1.5375 | 1537.5067 | 233983.4827
12 | 23 | 19 | 0 | 0 | 0 | 7.5 | 0 | 0 | 0 | 0 | 1.4838 | 1483.8495 | 225817.7248
12 | 23 | 20 | 0 | 0 | 0 | 7.5 | 0 | 0 | 0 | 0 | 1.4306 | 1430.567 | 217709.0006
12 | 23 | 21 | 0 | 0 | -0.6 | 6.7 | 0 | -0.6 | 0 | 0 | 1.3496 | 1349.5572 | 205380.6271
12 | 23 | 22 | 0 | 0 | -0.6 | 7.5 | 0 | -0.6 | 0 | 0 | 1.2222 | 1222.2395 | 186004.9398
12 | 23 | 23 | 0 | 0 | -0.6 | 6.4 | 0 | -0.6 | 0 | 0 | 1.0834 | 1083.4136 | 164877.8996
12 | 24 | 0 | 0 | 0 | -0.6 | 7.2 | 0 | -0.6 | 0 | 0 | 0.97147 | 971.4717 | 147842.1688
12 | 24 | 1 | 0 | 0 | -1.1 | 6.4 | 0 | -1.1 | 0 | 0 | 0.9038 | 903.7989 | 137543.4755
12 | 24 | 2 | 0 | 0 | -1.1 | 7.2 | 0 | -1.1 | 0 | 0 | 0.86769 | 867.6873 | 132047.8685
12 | 24 | 3 | 0 | 0 | -1.1 | 7.2 | 0 | -1.1 | 0 | 0 | 0.85341 | 853.408 | 129874.7922
12 | 24 | 4 | 0 | 0 | -1.1 | 5.8 | 0 | -1.1 | 0 | 0 | 0.86023 | 860.2267 | 130912.4979
12 | 24 | 5 | 0 | 0 | -2.8 | 5.3 | 0 | -2.8 | 0 | 0 | 0.90414 | 904.136 | 137594.7783
12 | 24 | 6 | 0 | 0 | -2.2 | 4.4 | 0 | -2.2 | 0 | 0 | 1.003 | 1003.0351 | 152645.6071
12 | 24 | 7 | 0 | 0 | -5 | 2.2 | 0 | -5 | 0 | 0 | 1.1329 | 1132.9104 | 172410.5127
12 | 24 | 8 | 0 | 2 | -5 | 0 | 1.809 | -9.554 | 13.021 | 0 | 1.2128 | 1212.8218 | 184571.7254
12 | 24 | 9 | 0 | 18 | -5 | 1.4 | 16.237 | -7.115 | 115.718 | 73.532 | 1.246 | 1245.9864 | 189618.8333
12 | 24 | 10 | 2 | 62 | -5 | 2.2 | 71.841 | -5.159 | 507.7 | 457.886 | 1.2757 | 1275.7476 | 194148.0051
12 | 24 | 11 | 3 | 95 | -4.4 | 0 | 112.384 | -2.075 | 784.281 | 728.647 | 1.2935 | 1293.4872 | 196847.6804
12 | 24 | 12 | 19 | 102 | -4.4 | 0 | 130.57 | -0.529 | 904.746 | 846.464 | 1.2887 | 1288.7008 | 196119.2796
12 | 24 | 13 | 29 | 99 | -3.9 | 0 | 150.646 | 1.136 | 1036.026 | 974.78 | 1.2828 | 1282.7688 | 195216.5168
12 | 24 | 14 | 0 | 67 | -2.2 | 3.6 | 76.305 | -1.842 | 532.091 | 481.779 | 1.2922 | 1292.213 | 196653.7766
12 | 24 | 15 | 0 | 24 | -2.2 | 2.2 | 23.346 | -3.492 | 163.914 | 120.83 | 1.3286 | 1328.6159 | 202193.7009
12 | 24 | 16 | 0 | 3 | -2.2 | 3.1 | 2.714 | -4.031 | 19.095 | 0 | 1.469 | 1469.0362 | 223563.3836
12 | 24 | 17 | 0 | 0 | -2.2 | 4.4 | 0 | -2.2 | 0 | 0 | 1.5742 | 1574.2253 | 239571.4555
12 | 24 | 18 | 0 | 0 | -3.9 | 2.8 | 0 | -3.9 | 0 | 0 | 1.5375 | 1537.5067 | 233983.4827
12 | 24 | 19 | 0 | 0 | -5 | 1.4 | 0 | -5 | 0 | 0 | 1.4838 | 1483.8495 | 225817.7248
12 | 24 | 20 | 0 | 0 | -7.2 | 2.8 | 0 | -7.2 | 0 | 0 | 1.4306 | 1430.567 | 217709.0006
12 | 24 | 21 | 0 | 0 | -8.9 | 3.1 | 0 | -8.9 | 0 | 0 | 1.3496 | 1349.5572 | 205380.6271
12 | 24 | 22 | 0 | 0 | -8.3 | 3.6 | 0 | -8.3 | 0 | 0 | 1.2222 | 1222.2395 | 186004.9398
12 | 24 | 23 | 0 | 0 | -8.3 | 0.8 | 0 | -8.3 | 0 | 0 | 1.0834 | 1083.4136 | 164877.8996
12 | 25 | 0 | 0 | 0 | -9.4 | 0.8 | 0 | -9.4 | 0 | 0 | 0.97147 | 971.4717 | 147842.1688
12 | 25 | 1 | 0 | 0 | -6.1 | 2.2 | 0 | -6.1 | 0 | 0 | 0.9038 | 903.7989 | 137543.4755
12 | 25 | 2 | 0 | 0 | -6.1 | 0.8 | 0 | -6.1 | 0 | 0 | 0.86769 | 867.6873 | 132047.8685
12 | 25 | 3 | 0 | 0 | -7.2 | 0.8 | 0 | -7.2 | 0 | 0 | 0.85341 | 853.408 | 129874.7922
12 | 25 | 4 | 0 | 0 | -7.2 | 0 | 0 | -7.2 | 0 | 0 | 0.86023 | 860.2267 | 130912.4979
12 | 25 | 5 | 0 | 0 | -6.1 | 0.8 | 0 | -6.1 | 0 | 0 | 0.90414 | 904.136 | 137594.7783
12 | 25 | 6 | 0 | 0 | -5 | 0 | 0 | -5 | 0 | 0 | 1.003 | 1003.0351 | 152645.6071
12 | 25 | 7 | 0 | 0 | -5.6 | 0 | 0 | -5.6 | 0 | 0 | 1.1329 | 1132.9104 | 172410.5127
12 | 25 | 8 | 0 | 4 | -5.6 | 0 | 3.618 | -10.163 | 26.105 | 0 | 1.2128 | 1212.8218 | 184571.7254
12 | 25 | 9 | 0 | 26 | -5 | 0 | 28.859 | -8.47 | 206.808 | 162.914 | 1.246 | 1245.9864 | 189618.8333
12 | 25 | 10 | 16 | 45 | -4.4 | 0 | 59.982 | -5.922 | 423.825 | 375.705 | 1.2757 | 1275.7476 | 194148.0051
12 | 25 | 11 | 48 | 56 | -4.4 | 0 | 106.067 | -2.621 | 739.519 | 684.852 | 1.2935 | 1293.4872 | 196847.6804
12 | 25 | 12 | 69 | 59 | -4.4 | 0 | 126.669 | -0.81 | 876.753 | 819.092 | 1.2887 | 1288.7008 | 196119.2796
12 | 25 | 13 | 73 | 53 | -4.4 | 1.4 | 120.244 | -2.493 | 837.207 | 780.418 | 1.2828 | 1282.7688 | 195216.5168
12 | 25 | 14 | 107 | 51 | -4.4 | 2.2 | 150.905 | -1.94 | 1043.516 | 982.099 | 1.2922 | 1292.213 | 196653.7766
12 | 25 | 15 | 136 | 33 | -5 | 2.8 | 132.597 | -3.118 | 905.673 | 847.37 | 1.3286 | 1328.6159 | 202193.7009
12 | 25 | 16 | 1 | 8 | -5.6 | 0.8 | 7.653 | -7.506 | 54.355 | 13.298 | 1.469 | 1469.0362 | 223563.3836
12 | 25 | 17 | 0 | 0 | -6.1 | 2.2 | 0 | -6.1 | 0 | 0 | 1.5742 | 1574.2253 | 239571.4555
12 | 25 | 18 | 0 | 0 | -5 | 3.6 | 0 | -5 | 0 | 0 | 1.5375 | 1537.5067 | 233983.4827
12 | 25 | 19 | 0 | 0 | -5.6 | 3.6 | 0 | -5.6 | 0 | 0 | 1.4838 | 1483.8495 | 225817.7248
12 | 25 | 20 | 0 | 0 | -5.6 | 5.3 | 0 | -5.6 | 0 | 0 | 1.4306 | 1430.567 | 217709.0006
12 | 25 | 21 | 0 | 0 | -5.6 | 3.1 | 0 | -5.6 | 0 | 0 | 1.3496 | 1349.5572 | 205380.6271
12 | 25 | 22 | 0 | 0 | -6.1 | 3.6 | 0 | -6.1 | 0 | 0 | 1.2222 | 1222.2395 | 186004.9398
12 | 25 | 23 | 0 | 0 | -7.2 | 3.9 | 0 | -7.2 | 0 | 0 | 1.0834 | 1083.4136 | 164877.8996
12 | 26 | 0 | 0 | 0 | -5.6 | 4.4 | 0 | -5.6 | 0 | 0 | 0.97147 | 971.4717 | 147842.1688
12 | 26 | 1 | 0 | 0 | -6.1 | 3.1 | 0 | -6.1 | 0 | 0 | 0.9038 | 903.7989 | 137543.4755
12 | 26 | 2 | 0 | 0 | -5.6 | 3.9 | 0 | -5.6 | 0 | 0 | 0.86769 | 867.6873 | 132047.8685
12 | 26 | 3 | 0 | 0 | -5.6 | 3.1 | 0 | -5.6 | 0 | 0 | 0.85341 | 853.408 | 129874.7922
12 | 26 | 4 | 0 | 0 | -6.1 | 3.1 | 0 | -6.1 | 0 | 0 | 0.86023 | 860.2267 | 130912.4979
12 | 26 | 5 | 0 | 0 | -6.1 | 2.8 | 0 | -6.1 | 0 | 0 | 0.90414 | 904.136 | 137594.7783
12 | 26 | 6 | 0 | 0 | -6.1 | 2.2 | 0 | -6.1 | 0 | 0 | 1.003 | 1003.0351 | 152645.6071
12 | 26 | 7 | 0 | 0 | -6.1 | 3.6 | 0 | -6.1 | 0 | 0 | 1.1329 | 1132.9104 | 172410.5127
12 | 26 | 8 | 0 | 4 | -6.1 | 3.1 | 3.618 | -7.979 | 25.875 | 0 | 1.2128 | 1212.8218 | 184571.7254
12 | 26 | 9 | 0 | 27 | -6.1 | 0 | 30.742 | -9.437 | 221.162 | 176.995 | 1.246 | 1245.9864 | 189618.8333
12 | 26 | 10 | 0 | 40 | -4.4 | 1.4 | 37.68 | -5.664 | 266.94 | 221.897 | 1.2757 | 1275.7476 | 194148.0051
12 | 26 | 11 | 0 | 61 | -2.8 | 0.8 | 59.8 | -3.427 | 419.752 | 371.713 | 1.2935 | 1293.4872 | 196847.6804
12 | 26 | 12 | 0 | 89 | -1.7 | 1.4 | 95.782 | -0.919 | 665.328 | 612.242 | 1.2887 | 1288.7008 | 196119.2796
12 | 26 | 13 | 3 | 96 | -1.1 | 0.8 | 112.149 | 0.654 | 773.742 | 718.336 | 1.2828 | 1282.7688 | 195216.5168
12 | 26 | 14 | 5 | 74 | -2.8 | 5.3 | 90.965 | -2.335 | 635.19 | 582.739 | 1.2922 | 1292.213 | 196653.7766
12 | 26 | 15 | 16 | 36 | -3.9 | 3.9 | 59.659 | -4.092 | 417.116 | 369.129 | 1.3286 | 1328.6159 | 202193.7009
12 | 26 | 16 | 0 | 9 | -5.6 | 6.7 | 8.141 | -6.636 | 57.901 | 16.779 | 1.469 | 1469.0362 | 223563.3836
12 | 26 | 17 | 0 | 0 | -7.2 | 6.7 | 0 | -7.2 | 0 | 0 | 1.5742 | 1574.2253 | 239571.4555
12 | 26 | 18 | 0 | 0 | -8.3 | 3.6 | 0 | -8.3 | 0 | 0 | 1.5375 | 1537.5067 | 233983.4827
12 | 26 | 19 | 0 | 0 | -9.4 | 3.6 | 0 | -9.4 | 0 | 0 | 1.4838 | 1483.8495 | 225817.7248
12 | 26 | 20 | 0 | 0 | -10 | 3.1 | 0 | -10 | 0 | 0 | 1.4306 | 1430.567 | 217709.0006
12 | 26 | 21 | 0 | 0 | -10.6 | 3.9 | 0 | -10.6 | 0 | 0 | 1.3496 | 1349.5572 | 205380.6271
12 | 26 | 22 | 0 | 0 | -11.1 | 3.1 | 0 | -11.1 | 0 | 0 | 1.2222 | 1222.2395 | 186004.9398
12 | 26 | 23 | 0 | 0 | -11.1 | 2.2 | 0 | -11.1 | 0 | 0 | 1.0834 | 1083.4136 | 164877.8996
12 | 27 | 0 | 0 | 0 | -11.1 | 2.2 | 0 | -11.1 | 0 | 0 | 0.97147 | 971.4717 | 147842.1688
12 | 27 | 1 | 0 | 0 | -11.7 | 2.2 | 0 | -11.7 | 0 | 0 | 0.9038 | 903.7989 | 137543.4755
12 | 27 | 2 | 0 | 0 | -12.2 | 0.8 | 0 | -12.2 | 0 | 0 | 0.86769 | 867.6873 | 132047.8685
12 | 27 | 3 | 0 | 0 | -11.7 | 0.8 | 0 | -11.7 | 0 | 0 | 0.85341 | 853.408 | 129874.7922
12 | 27 | 4 | 0 | 0 | -12.8 | 0.8 | 0 | -12.8 | 0 | 0 | 0.86023 | 860.2267 | 130912.4979
12 | 27 | 5 | 0 | 0 | -12.2 | 0.8 | 0 | -12.2 | 0 | 0 | 0.90414 | 904.136 | 137594.7783
12 | 27 | 6 | 0 | 0 | -11.7 | 0 | 0 | -11.7 | 0 | 0 | 1.003 | 1003.0351 | 152645.6071
12 | 27 | 7 | 0 | 0 | -12.8 | 1.4 | 0 | -12.8 | 0 | 0 | 1.1329 | 1132.9104 | 172410.5127
12 | 27 | 8 | 0 | 4 | -12.2 | 0.8 | 3.618 | -15.222 | 26.638 | 0 | 1.2128 | 1212.8218 | 184571.7254
12 | 27 | 9 | 0 | 27 | -11.1 | 1.4 | 30.765 | -12.765 | 224.309 | 180.083 | 1.246 | 1245.9864 | 189618.8333
12 | 27 | 10 | 2 | 68 | -10.6 | 1.4 | 82.279 | -10.416 | 594.076 | 542.484 | 1.2757 | 1275.7476 | 194148.0051
12 | 27 | 11 | 13 | 115 | -9.4 | 0.8 | 154.535 | -6.131 | 1096.2 | 1033.568 | 1.2935 | 1293.4872 | 196847.6804
12 | 27 | 12 | 22 | 128 | -8.3 | 0 | 176.524 | -1.743 | 1229.56 | 1163.796 | 1.2887 | 1288.7008 | 196119.2796
12 | 27 | 13 | 182 | 106 | -7.8 | 0 | 288.859 | 3.698 | 1959.166 | 1874.773 | 1.2828 | 1282.7688 | 195216.5168
12 | 27 | 14 | 637 | 52 | -9.4 | 0.8 | 520.408 | 8 | 3428.199 | 3298.654 | 1.2922 | 1292.213 | 196653.7766
12 | 27 | 15 | 537 | 32 | -10.6 | 0 | 335.593 | 6.146 | 2172.833 | 2082.508 | 1.3286 | 1328.6159 | 202193.7009
12 | 27 | 16 | 2 | 7 | -12.8 | 3.1 | 7.167 | -13.613 | 51.881 | 10.869 | 1.469 | 1469.0362 | 223563.3836
12 | 27 | 17 | 0 | 0 | -12.2 | 2.2 | 0 | -12.2 | 0 | 0 | 1.5742 | 1574.2253 | 239571.4555
12 | 27 | 18 | 0 | 0 | -12.2 | 2.8 | 0 | -12.2 | 0 | 0 | 1.5375 | 1537.5067 | 233983.4827
12 | 27 | 19 | 0 | 0 | -8.3 | 5.3 | 0 | -8.3 | 0 | 0 | 1.4838 | 1483.8495 | 225817.7248
12 | 27 | 20 | 0 | 0 | -6.7 | 5.3 | 0 | -6.7 | 0 | 0 | 1.4306 | 1430.567 | 217709.0006
12 | 27 | 21 | 0 | 0 | -8.3 | 1.4 | 0 | -8.3 | 0 | 0 | 1.3496 | 1349.5572 | 205380.6271
12 | 27 | 22 | 0 | 0 | -9.4 | 2.8 | 0 | -9.4 | 0 | 0 | 1.2222 | 1222.2395 | 186004.9398
12 | 27 | 23 | 0 | 0 | -10.6 | 2.2 | 0 | -10.6 | 0 | 0 | 1.0834 | 1083.4136 | 164877.8996
12 | 28 | 0 | 0 | 0 | -12.2 | 0 | 0 | -12.2 | 0 | 0 | 0.97147 | 971.4717 | 147842.1688
12 | 28 | 1 | 0 | 0 | -12.8 | 0.8 | 0 | -12.8 | 0 | 0 | 0.9038 | 903.7989 | 137543.4755
12 | 28 | 2 | 0 | 0 | -17.2 | 0 | 0 | -17.2 | 0 | 0 | 0.86769 | 867.6873 | 132047.8685
12 | 28 | 3 | 0 | 0 | -11.7 | 1.4 | 0 | -11.7 | 0 | 0 | 0.85341 | 853.408 | 129874.7922
12 | 28 | 4 | 0 | 0 | -11.1 | 0.8 | 0 | -11.1 | 0 | 0 | 0.86023 | 860.2267 | 130912.4979
12 | 28 | 5 | 0 | 0 | -12.2 | 0.8 | 0 | -12.2 | 0 | 0 | 0.90414 | 904.136 | 137594.7783
12 | 28 | 6 | 0 | 0 | -11.7 | 0 | 0 | -11.7 | 0 | 0 | 1.003 | 1003.0351 | 152645.6071
12 | 28 | 7 | 0 | 0 | -11.1 | 0 | 0 | -11.1 | 0 | 0 | 1.1329 | 1132.9104 | 172410.5127
12 | 28 | 8 | 0 | 4 | -10.6 | 0 | 3.618 | -15.279 | 26.644 | 0 | 1.2128 | 1212.8218 | 184571.7254
12 | 28 | 9 | 37 | 29 | -10 | 1.4 | 63.648 | -10.579 | 452.442 | 403.747 | 1.246 | 1245.9864 | 189618.8333
12 | 28 | 10 | 215 | 66 | -8.9 | 2.8 | 245.502 | -4.329 | 1708.711 | 1630.997 | 1.2757 | 1275.7476 | 194148.0051
12 | 28 | 11 | 455 | 74 | -8.9 | 3.1 | 462.029 | 1.433 | 3154.342 | 3033.988 | 1.2935 | 1293.4872 | 196847.6804
12 | 28 | 12 | 495 | 77 | -9.4 | 2.8 | 514.665 | 3.295 | 3492.907 | 3361.138 | 1.2887 | 1288.7008 | 196119.2796
12 | 28 | 13 | 424 | 85 | -10 | 3.1 | 459.802 | 1.06 | 3147.535 | 3027.406 | 1.2828 | 1282.7688 | 195216.5168
12 | 28 | 14 | 380 | 75 | -10 | 3.9 | 381.024 | -2.015 | 2627.009 | 2523.355 | 1.2922 | 1292.213 | 196653.7766
12 | 28 | 15 | 304 | 49 | -11.1 | 3.6 | 254.763 | -5.891 | 1753.776 | 1674.882 | 1.3286 | 1328.6159 | 202193.7009
12 | 28 | 16 | 2 | 12 | -10.6 | 3.6 | 11.69 | -11.527 | 84.27 | 42.665 | 1.469 | 1469.0362 | 223563.3836
12 | 28 | 17 | 0 | 0 | -12.2 | 3.6 | 0 | -12.2 | 0 | 0 | 1.5742 | 1574.2253 | 239571.4555
12 | 28 | 18 | 0 | 0 | -13.9 | 4.4 | 0 | -13.9 | 0 | 0 | 1.5375 | 1537.5067 | 233983.4827
12 | 28 | 19 | 0 | 0 | -14.4 | 3.6 | 0 | -14.4 | 0 | 0 | 1.4838 | 1483.8495 | 225817.7248
12 | 28 | 20 | 0 | 0 | -14.4 | 4.4 | 0 | -14.4 | 0 | 0 | 1.4306 | 1430.567 | 217709.0006
12 | 28 | 21 | 0 | 0 | -15 | 3.9 | 0 | -15 | 0 | 0 | 1.3496 | 1349.5572 | 205380.6271
12 | 28 | 22 | 0 | 0 | -14.4 | 3.9 | 0 | -14.4 | 0 | 0 | 1.2222 | 1222.2395 | 186004.9398
12 | 28 | 23 | 0 | 0 | -15 | 2.2 | 0 | -15 | 0 | 0 | 1.0834 | 1083.4136 | 164877.8996
12 | 29 | 0 | 0 | 0 | -15.6 | 2.2 | 0 | -15.6 | 0 | 0 | 0.97147 | 971.4717 | 147842.1688
12 | 29 | 1 | 0 | 0 | -16.7 | 2.2 | 0 | -16.7 | 0 | 0 | 0.9038 | 903.7989 | 137543.4755
12 | 29 | 2 | 0 | 0 | -17.8 | 1.4 | 0 | -17.8 | 0 | 0 | 0.86769 | 867.6873 | 132047.8685
12 | 29 | 3 | 0 | 0 | -17.2 | 2.2 | 0 | -17.2 | 0 | 0 | 0.85341 | 853.408 | 129874.7922
12 | 29 | 4 | 0 | 0 | -20.6 | 1.4 | 0 | -20.6 | 0 | 0 | 0.86023 | 860.2267 | 130912.4979
12 | 29 | 5 | 0 | 0 | -20.6 | 0 | 0 | -20.6 | 0 | 0 | 0.90414 | 904.136 | 137594.7783
12 | 29 | 6 | 0 | 0 | -20.6 | 0 | 0 | -20.6 | 0 | 0 | 1.003 | 1003.0351 | 152645.6071
12 | 29 | 7 | 0 | 0 | -23.3 | 1.4 | 0 | -23.3 | 0 | 0 | 1.1329 | 1132.9104 | 172410.5127
12 | 29 | 8 | 0 | 0 | -19.4 | 0 | 0 | -19.4 | 0 | 0 | 1.2128 | 1212.8218 | 184571.7254
12 | 29 | 9 | 81 | 19 | -20 | 2.8 | 72.566 | -20.133 | 527.365 | 477.15 | 1.246 | 1245.9864 | 189618.8333
12 | 29 | 10 | 512 | 46 | -18.3 | 0.8 | 418.155 | -5.347 | 2908.224 | 2795.829 | 1.2757 | 1275.7476 | 194148.0051
12 | 29 | 11 | 570 | 83 | -18.9 | 1.4 | 550.988 | -1.703 | 3810.175 | 3667.216 | 1.2935 | 1293.4872 | 196847.6804
12 | 29 | 12 | 676 | 111 | -17.2 | 2.2 | 698.264 | 2.162 | 4761.811 | 4582.429 | 1.2887 | 1288.7008 | 196119.2796
12 | 29 | 13 | 578 | 126 | -16.1 | 0.6 | 623.704 | 8.722 | 4131.405 | 3976.631 | 1.2828 | 1282.7688 | 195216.5168
12 | 29 | 14 | 527 | 93 | -15.6 | 0 | 500.162 | 8.188 | 3299.813 | 3174.621 | 1.2922 | 1292.213 | 196653.7766
12 | 29 | 15 | 282 | 55 | -17.8 | 1.4 | 250.832 | -9.554 | 1756.139 | 1677.183 | 1.3286 | 1328.6159 | 202193.7009
12 | 29 | 16 | 0 | 0 | -18.3 | 1.4 | 0 | -18.3 | 0 | 0 | 1.469 | 1469.0362 | 223563.3836
12 | 29 | 17 | 0 | 0 | -16.1 | 3.6 | 0 | -16.1 | 0 | 0 | 1.5742 | 1574.2253 | 239571.4555
12 | 29 | 18 | 0 | 0 | -14.4 | 2.2 | 0 | -14.4 | 0 | 0 | 1.5375 | 1537.5067 | 233983.4827
12 | 29 | 19 | 0 | 0 | -14.4 | 2.2 | 0 | -14.4 | 0 | 0 | 1.4838 | 1483.8495 | 225817.7248
12 | 29 | 20 | 0 | 0 | -14.4 | 0.8 | 0 | -14.4 | 0 | 0 | 1.4306 | 1430.567 | 217709.0006
12 | 29 | 21 | 0 | 0 | -14.4 | 1.4 | 0 | -14.4 | 0 | 0 | 1.3496 | 1349.5572 | 205380.6271
12 | 29 | 22 | 0 | 0 | -14.4 | 1.4 | 0 | -14.4 | 0 | 0 | 1.2222 | 1222.2395 | 186004.9398
12 | 29 | 23 | 0 | 0 | -15 | 0.8 | 0 | -15 | 0 | 0 | 1.0834 | 1083.4136 | 164877.8996
12 | 30 | 0 | 0 | 0 | -15 | 0 | 0 | -15 | 0 | 0 | 0.97147 | 971.4717 | 147842.1688
12 | 30 | 1 | 0 | 0 | -15 | 0.8 | 0 | -15 | 0 | 0 | 0.9038 | 903.7989 | 137543.4755
12 | 30 | 2 | 0 | 0 | -15.6 | 0 | 0 | -15.6 | 0 | 0 | 0.86769 | 867.6873 | 132047.8685
12 | 30 | 3 | 0 | 0 | -16.1 | 0 | 0 | -16.1 | 0 | 0 | 0.85341 | 853.408 | 129874.7922
12 | 30 | 4 | 0 | 0 | -15 | 0 | 0 | -15 | 0 | 0 | 0.86023 | 860.2267 | 130912.4979
12 | 30 | 5 | 0 | 0 | -14.4 | 0.8 | 0 | -14.4 | 0 | 0 | 0.90414 | 904.136 | 137594.7783
12 | 30 | 6 | 0 | 0 | -15.6 | 0.8 | 0 | -15.6 | 0 | 0 | 1.003 | 1003.0351 | 152645.6071
12 | 30 | 7 | 0 | 0 | -15 | 1.4 | 0 | -15 | 0 | 0 | 1.1329 | 1132.9104 | 172410.5127
12 | 30 | 8 | 0 | 4 | -14.4 | 0.8 | 3.618 | -17.523 | 26.88 | 0 | 1.2128 | 1212.8218 | 184571.7254
12 | 30 | 9 | 0 | 27 | -14.4 | 2.2 | 30.685 | -15.798 | 226.435 | 182.168 | 1.246 | 1245.9864 | 189618.8333
12 | 30 | 10 | 11 | 60 | -14.4 | 2.8 | 73.888 | -14.422 | 541.165 | 490.666 | 1.2757 | 1275.7476 | 194148.0051
12 | 30 | 11 | 91 | 114 | -13.9 | 2.8 | 226.172 | -9.749 | 1624.283 | 1548.753 | 1.2935 | 1293.4872 | 196847.6804
12 | 30 | 12 | 200 | 150 | -8.3 | 2.2 | 386.101 | 1.117 | 2651.437 | 2547.039 | 1.2887 | 1288.7008 | 196119.2796
12 | 30 | 13 | 184 | 137 | -13.3 | 3.1 | 349.751 | -5.263 | 2464.978 | 2366.191 | 1.2828 | 1282.7688 | 195216.5168
12 | 30 | 14 | 286 | 89 | -13.3 | 2.2 | 335.427 | -4.713 | 2343.232 | 2248.02 | 1.2922 | 1292.213 | 196653.7766
12 | 30 | 15 | 418 | 50 | -13.3 | 2.2 | 286.41 | -6.133 | 1961.563 | 1877.105 | 1.3286 | 1328.6159 | 202193.7009
12 | 30 | 16 | 3 | 10 | -13.3 | 1.4 | 10.302 | -14.099 | 74.692 | 33.263 | 1.469 | 1469.0362 | 223563.3836
12 | 30 | 17 | 0 | 0 | -14.4 | 2.2 | 0 | -14.4 | 0 | 0 | 1.5742 | 1574.2253 | 239571.4555
12 | 30 | 18 | 0 | 0 | -15 | 2.2 | 0 | -15 | 0 | 0 | 1.5375 | 1537.5067 | 233983.4827
12 | 30 | 19 | 0 | 0 | -15 | 1.4 | 0 | -15 | 0 | 0 | 1.4838 | 1483.8495 | 225817.7248
12 | 30 | 20 | 0 | 0 | -15 | 2.2 | 0 | -15 | 0 | 0 | 1.4306 | 1430.567 | 217709.0006
12 | 30 | 21 | 0 | 0 | -14.4 | 2.8 | 0 | -14.4 | 0 | 0 | 1.3496 | 1349.5572 | 205380.6271
12 | 30 | 22 | 0 | 0 | -13.9 | 3.1 | 0 | -13.9 | 0 | 0 | 1.2222 | 1222.2395 | 186004.9398
12 | 30 | 23 | 0 | 0 | -13.3 | 1.4 | 0 | -13.3 | 0 | 0 | 1.0834 | 1083.4136 | 164877.8996
12 | 31 | 0 | 0 | 0 | -13.3 | 2.8 | 0 | -13.3 | 0 | 0 | 0.97147 | 971.4717 | 147842.1688
12 | 31 | 1 | 0 | 0 | -13.3 | 3.1 | 0 | -13.3 | 0 | 0 | 0.9038 | 903.7989 | 137543.4755
12 | 31 | 2 | 0 | 0 | -12.8 | 2.2 | 0 | -12.8 | 0 | 0 | 0.86769 | 867.6873 | 132047.8685
12 | 31 | 3 | 0 | 0 | -12.2 | 0 | 0 | -12.2 | 0 | 0 | 0.85341 | 853.408 | 129874.7922
12 | 31 | 4 | 0 | 0 | -12.2 | 0 | 0 | -12.2 | 0 | 0 | 0.86023 | 860.2267 | 130912.4979
12 | 31 | 5 | 0 | 0 | -12.2 | 0 | 0 | -12.2 | 0 | 0 | 0.90414 | 904.136 | 137594.7783
12 | 31 | 6 | 0 | 0 | -11.7 | 0 | 0 | -11.7 | 0 | 0 | 1.003 | 1003.0351 | 152645.6071
12 | 31 | 7 | 0 | 0 | -11.7 | 0 | 0 | -11.7 | 0 | 0 | 1.1329 | 1132.9104 | 172410.5127
12 | 31 | 8 | 0 | 3 | -11.1 | 0 | 2.714 | -15.783 | 20.023 | 0 | 1.2128 | 1212.8218 | 184571.7254
12 | 31 | 9 | 0 | 22 | -11.1 | 0 | 22.028 | -15.013 | 162.048 | 118.998 | 1.246 | 1245.9864 | 189618.8333
12 | 31 | 10 | 0 | 58 | -10 | 3.9 | 63.47 | -10.269 | 458.152 | 409.343 | 1.2757 | 1275.7476 | 194148.0051
12 | 31 | 11 | 2 | 95 | -10.6 | 4.4 | 110.405 | -9.757 | 795.195 | 739.324 | 1.2935 | 1293.4872 | 196847.6804
12 | 31 | 12 | 8 | 111 | -10 | 5.3 | 134.856 | -8.706 | 966.998 | 907.32 | 1.2887 | 1288.7008 | 196119.2796
12 | 31 | 13 | 14 | 112 | -10.6 | 4.4 | 145.103 | -8.874 | 1040.855 | 979.499 | 1.2828 | 1282.7688 | 195216.5168
12 | 31 | 14 | 8 | 89 | -11.1 | 3.9 | 117.406 | -9.845 | 845.363 | 788.395 | 1.2922 | 1292.213 | 196653.7766
12 | 31 | 15 | 0 | 42 | -12.2 | 5.8 | 54.66 | -12.413 | 397.968 | 350.363 | 1.3286 | 1328.6159 | 202193.7009
12 | 31 | 16 | 0 | 9 | -15 | 5.3 | 8.141 | -16.197 | 60.166 | 19.003 | 1.469 | 1469.0362 | 223563.3836
12 | 31 | 17 | 0 | 0 | -17.8 | 5.8 | 0 | -17.8 | 0 | 0 | 1.5742 | 1574.2253 | 239571.4555
12 | 31 | 18 | 0 | 0 | -17.9 | 6.4 | 0 | -17.9 | 0 | 0 | 1.5375 | 1537.5067 | 233983.4827
12 | 31 | 19 | 0 | 0 | -18.4 | 6.4 | 0 | -18.4 | 0 | 0 | 1.4838 | 1483.8495 | 225817.7248
12 | 31 | 20 | 0 | 0 | -18.9 | 5.3 | 0 | -18.9 | 0 | 0 | 1.4306 | 1430.567 | 217709.0006
12 | 31 | 21 | 0 | 0 | -18.5 | 5.8 | 0 | -18.5 | 0 | 0 | 1.3496 | 1349.5572 | 205380.6271
12 | 31 | 22 | 0 | 0 | -16.7 | 5.8 | 0 | -16.7 | 0 | 0 | 1.2222 | 1222.2395 | 186004.9398
12 | 31 | 23 | 0 | 0 | -13.6 | 7.2 | 0 | -13.6 | 0 | 0 | 1.0834 | 1083.4136 | 164877.8996

## Sheet2
month | price | price_2025
6 | 24.5 | 54
7 | 32 | 54
8 | 34 | 54
9 | 29.75 | 54
10 | 30 | 54
11 | 31.5 | 54
12 | 37.25 | 54
1 | 49.25 | 54
2 | 47 | 54
3 | 45.25 | 54
4 | 39.75 | 54
5 | 38.5 | 54

## Sheet3
Year | Year | CaPex | Savings | Degraded Savings | Net | IRR | Net w geek value |  | Net, no rebate | IRR | Net w geek value, no rebate
1 | 2017 | -13230 | 585 | 585 | -12645 | 4.339% | -11248.875 | 20.1% | -18315 | 1.359% | -16918.875 | 13.4%
2 | 2018 | 0 | 611.325 | 605.2117 | 605.2117 |  | 2029.2592 |  | 605.2117 |  | 2029.2592
3 | 2019 | 0 | 638.8346 | 626.1218 | 626.1218 |  | 2078.6503 |  | 626.1218 |  | 2078.6503
4 | 2020 | 0 | 667.5822 | 647.7543 | 647.7543 |  | 2129.3333 |  | 647.7543 |  | 2129.3333
5 | 2021 | 0 | 697.6234 | 670.1342 | 670.1342 |  | 2181.3448 |  | 670.1342 |  | 2181.3448
6 | 2022 | 0 | 729.0164 | 693.2874 | 693.2874 |  | 2234.7222 |  | 693.2874 |  | 2234.7222
7 | 2023 | 0 | 761.8222 | 717.2405 | 717.2405 |  | 2289.504 |  | 717.2405 |  | 2289.504
8 | 2024 | 0 | 796.1042 | 742.0211 | 742.0211 |  | 2345.7299 |  | 742.0211 |  | 2345.7299
9 | 2025 | 0 | 831.9289 | 767.6579 | 767.6579 |  | 2403.4409 |  | 767.6579 |  | 2403.4409
10 | 2026 | 0 | 869.3657 | 794.1805 | 794.1805 |  | 2462.6791 |  | 794.1805 |  | 2462.6791
11 | 2027 | 0 | 908.4871 | 821.6195 | 821.6195 |  | 2523.488 |  | 821.6195 |  | 2523.488
12 | 2028 | 0 | 949.369 | 850.0064 | 850.0064 |  | 2585.9124 |  | 850.0064 |  | 2585.9124
13 | 2029 | 0 | 992.0906 | 879.3741 | 879.3741 |  | 2649.9982 |  | 879.3741 |  | 2649.9982
14 | 2030 | 0 | 1036.7347 | 909.7565 | 909.7565 |  | 2715.7931 |  | 909.7565 |  | 2715.7931
15 | 2031 | 0 | 1083.3878 | 941.1886 | 941.1886 |  | 2783.3459 |  | 941.1886 |  | 2783.3459
16 | 2032 | 0 | 1132.1402 | 973.7067 | 973.7067 |  | 2852.7071 |  | 973.7067 |  | 2852.7071
17 | 2033 | 0 | 1183.0865 | 1007.3482 | 1007.3482 |  | 2923.9287 |  | 1007.3482 |  | 2923.9287
18 | 2034 | 0 | 1236.3254 | 1042.1521 | 1042.1521 |  | 2997.0642 |  | 1042.1521 |  | 2997.0642
19 | 2035 | 0 | 1291.9601 | 1078.1585 | 1078.1585 |  | 3072.1688 |  | 1078.1585 |  | 3072.1688
20 | 2036 | 0 | 1350.0983 | 1115.4088 | 1115.4088 |  | 3149.2993 |  | 1115.4088 |  | 3149.2993
21 | 2037 | 0 | 1410.8527 | 1153.9462 | 1153.9462 |  | 3228.5145 |  | 1153.9462 |  | 3228.5145
22 | 2038 | 0 | 1474.3411 | 1193.8151 | 1193.8151 |  | 3309.8747 |  | 1193.8151 |  | 3309.8747
23 | 2039 | 0 | 1540.6864 | 1235.0614 | 1235.0614 |  | 3393.4422 |  | 1235.0614 |  | 3393.4422
24 | 2040 | 0 | 1610.0173 | 1277.7327 | 1277.7327 |  | 3479.2812 |  | 1277.7327 |  | 3479.2812
25 | 2041 | 0 | 1682.4681 | 1321.8784 | 1321.8784 |  | 3567.4579 |  | 1321.8784 |  | 3567.4579